## Додаток 3_Укр._Одеса
Додаток 3: Перелік робіт по ремонту освітнього центру в Бессарабському ліцеї Бессарабської селищної ради Одеської області , Україна, 68500, Одеська облласть, р-н Болградський, ттг Бессарабська, с-ще Бессарабське, вул. Спортивна, 1
Об'єми робіт
№ Ч.ч. | Найменування робіт і витрат | Одиниця виміру | Кількість | Варт.од. (UAH) | Заг.варт. (UAH)
Локальний кошторис 02-01-01_АР на Приміщення Хаб 54,8 м2
Роздiл 1. Відкоси
1 | Очищення вручну внутрішніх поверхонь відкосів від фарби | м2 | 1.53
2 | Оклеювання склохолстом | м2 | 1.53
3 | Клей PUFAS GF (або аналог) | кг | 0.306
4 | Грунтовка Ceresit СТ-17 (або аналог) | л | 0.31
5 | Склохолст | м2 | 1.683
6 | Шпаклювання відкосів | м2 | 1.53
7 | Грунтовка Ceresit СТ-17 (або аналог) | л | 0.31
8 | Шпаклівка Start Knauf (або аналог) | кг | 2.754
9 | Додавати на 1 мм зміни товщини шпаклівки до норм 15- 182-1, 15-182-2 | м2 | 1.53
10 | Шпаклівка Knauf Super Finish (або аналог) | кг | 1.377
11 | Грунтування поверхонь | м2 | 1.53
12 | Грунтовка Ceresit СТ-17 (або аналог) | л | 0.306
13 | Поліпшене фарбування полівінілацетатними водоемульсійними сумішами стін по штукатурці | м2 | 1.53
14 | Фарба інтер'єрна латексна акрилова Ceresit IN 56 (або аналог) RAL згідно дизайн проекту | л | 0.3825
Роздiл 2. Стіни
15 | Очищення вручну внутрішніх поверхонь стін від фарби | м2 | 78.67
16 | Оброблення швів тріщин з посиленням армуючим волокном | м | 51.612
17 | Стрічка армувальна | мп | 56.77
18 | Шпаклівка Фугенфюллер (або аналог) | кг | 20.49
19 | ремонт кутів приміщення з посиленням армуючим волокном | м | 10.6
20 | Стрічка армувальна | мп | 11.66
21 | Шпаклівка Фугенфюллер (або аналог) | кг | 4.21
22 | Оклеювання склохолстом | м2 | 78.67
23 | Клей PUFAS GF (або аналог) | кг | 15.734
24 | Грунтовка Ceresit СТ-17 (або аналог) | л | 15.73
25 | Склохолст | м2 | 86.537
26 | Шпаклювання стін | м2 | 78.67
27 | Грунтовка Ceresit СТ-17 (або аналог) | л | 15.73
28 | Шпаклівка Start Knauf (або аналог) | кг | 141.606
29 | Додавати на 1 мм зміни товщини шпаклівки до норм 15- 182-1, 15-182-2 | м2 | 78.67
30 | Шпаклівка Knauf Super Finish (або аналог) | кг | 70.803
31 | Грунтування поверхонь | м2 | 78.67
32 | Грунтовка Ceresit СТ-17 (або аналог) | л | 15.734
33 | Поліпшене фарбування полівінілацетатними водоемульсійними сумішами стін по штукатурці | м2 | 78.67
34 | Фарба інтер'єрна латексна акрилова Ceresit IN 56 (або аналог) RAL згідно дизайн проекту | л | 19.6675
35 | Влаштування герметизації вводів комунікацій до приміщення | шт | 12
36 | Герметик силіконовий (або аналог) | шт | 2.4
Роздiл 3. Підлоги
37 | Розбирання плінтусів | м | 30.1
38 | Улаштування плінтусів МДФ | м | 30.1
39 | Плінтус МДФ | м | 30.401
40 | Комплект куточків та з*єднувачів для плінтуса | комплект | 2
41 | Очищення приміщень від сміття | т | 1.09
42 | Навантаження сміття вручну | т | 1.09
43 | Перевезення сміття до 30 км | т | 1.09
Локальний кошторис 02-01-02_АР на Приміщення Хаб 67,6 м2
Роздiл 1. ВІДКОСИ
44 | Очищення вручну внутрішніх поверхонь відкосів від фарби | м2 | 2.55
45 | Оклеювання склохолстом | м2 | 2.55
46 | Клей PUFAS GF (або аналог) | кг | 0.51
47 | Грунтовка Ceresit СТ-17 (або аналог) | л | 0.51
48 | Склохолст | м2 | 2.805
49 | Шпаклювання відкосів | м2 | 2.55
50 | Грунтовка Ceresit СТ-17 (або аналог) | л | 0.51
51 | Шпаклівка Start Knauf (або аналог) | кг | 4.59
52 | Додавати на 1 мм зміни товщини шпаклівки до норм 15- 182-1, 15-182-2 | м2 | 2.55
53 | Шпаклівка Knauf Super Finish (або аналог) | кг | 2.295
54 | Грунтування поверхонь | м2 | 2.55
55 | Грунтовка Ceresit СТ-17 (або аналог) | л | 0.51
56 | Поліпшене фарбування полівінілацетатними водоемульсійними сумішами стін по штукатурці | м2 | 2.55
57 | Фарба інтер'єрна латексна акрилова Ceresit IN 56 (або аналог) RAL згідно дизайн проекту | л | 0.6375
Роздiл 2. Стіни
58 | Очищення вручну внутрішніх поверхонь стін від фарби | м2 | 90.07
59 | Оклеювання склохолстом | м2 | 90.07
60 | Клей PUFAS GF (або аналог) | кг | 18.014
61 | Грунтовка Ceresit СТ-17 (або аналог) | л | 18.01
62 | Склохолст | м2 | 99.077
63 | Оброблення швів тріщин з посиленням армуючим волокном | м | 58.99
64 | Стрічка армувальна | мп | 64.89
65 | Шпаклівка Фугенфюллер (або аналог) | кг | 23.42
66 | ремонт кутів приміщення з посиленням армуючим волокном | м | 10.6
67 | Стрічка армувальна | мп | 11.66
68 | Шпаклівка Фугенфюллер (або аналог) | кг | 4.21
69 | Шпаклювання стін | м2 | 90.07
70 | Грунтовка Ceresit СТ-17 (або аналог) | л | 18.01
71 | Шпаклівка Start Knauf (або аналог) | кг | 162.126
72 | Додавати на 1 мм зміни товщини шпаклівки до норм 15- 182-1, 15-182-2 | м2 | 90.07
73 | Шпаклівка Knauf Super Finish (або аналог) | кг | 81.063
74 | Грунтування поверхонь | м2 | 90.07
75 | Грунтовка Ceresit СТ-17 (або аналог) | л | 18.014
76 | Поліпшене фарбування полівінілацетатними водоемульсійними сумішами стін по штукатурці | м2 | 90.07
77 | Фарба інтер'єрна латексна акрилова Ceresit IN 56 (або аналог) RAL згідно дизайн проекту | л | 22.5175
78 | Влаштування герметизації вводів комунікацій до приміщення | шт | 16
79 | Герметик силіконовий (або аналог) | шт | 3.2
Роздiл 3. Підлоги
80 | Розбирання плінтусів | м | 34.8
81 | Улаштування плінтусів МДФ | м | 34.8
82 | Плінтус МДФ | м | 35.148
83 | Комплект куточків та з*єднувачів для плінтуса | комплект | 2
84 | Очищення приміщень від сміття | т | 1.261
85 | Навантаження сміття вручну | т | 1.261
86 | Перевезення сміття до 30 км | т | 1.261
Локальний кошторис 02-01-03 на Електромонтажні роботи
87 | Пробивання борозен | м | 64
88 | Заробка штроби | м | 64
89 | Штукатурка цементна | кг | 6.4
90 | Монтаж пвх труб для електропроводки в борознах | м | 64
91 | Гофра електропроводки O 20 мм | м | 64.64
92 | Монтаж пвх труб для електропроводки по стінах і колонах [при роботi на висотi понад 2 до 8 м] | м | 116
93 | Гофра електропроводки O 20 мм | м | 117.16
94 | Затягування першого проводу перерізом понад 2,5 мм2 до 6 мм2 в труби | м | 50
95 | Кабелі ВВГ-нгд 3х1,5 | м | 51
96 | Затягування першого проводу перерізом понад 6 мм2 до 16 мм2 в труби | м | 130
97 | Кабелі ВВГ-нгд 3х2,5 | м | 132.6
98 | Вмикання кабелю | шт | 2
99 | HDMI 2.0 патч-корд 8м | шт | 1
100 | HDMI 2.0 патч-корд 9м | шт | 1
101 | Установлення вимикачів утопленого типу при схованій проводці, 2-клавішних | шт | 2
102 | Вимикач двоклавішний | шт | 2
103 | Коробка установча | шт | 2
104 | Дюбелі 6х40 | шт | 4
105 | Установлення штепсельних розеток утопленого типу при схованій проводці | шт | 77
106 | Розетка с землею внутреняя | шт | 77
107 | Коробка установча | шт | 77
108 | Дюбелі 6х40 | шт | 154
109 | Установлення штепсельних розеток неутопленого типу при відкритій проводці | шт | 2
110 | Розетка накладна | шт | 2
111 | Коробка установча | шт | 2
112 | Дюбелі 6х40 | шт | 4
113 | Монтаж заглушки для виводу HDMI | шт | 2
114 | Розетка заглушка для вывода HDMI | шт | 2
115 | Коробка установча | шт | 2
116 | Дюбелі 6х40 | шт | 4
117 | Монтаж шафи ШМР | шафа | 1
118 | Розподільний щит на 8 модулів (або аналог) | шт | 1
119 | Установлення вимикачів та перемикачів пакетних 2-х і 3- х полюсних на струм до 25 А | шт | 5
120 | Автоматичний вимикач Schneider Electric 10 A 1P (або аналог) | шт | 2
121 | Автоматичний вимикач Schneider Electric 16 A 1P (або аналог) | шт | 2
122 | Автоматичний вимикач Schneider Electric 40 A 3P (або аналог) | шт | 1
123 | Шина нульова | шт | 1
124 | Монтаж блока живлення | ящик | 3
125 | Блоки живлення (поставка Замовника) | шт | 3
126 | Установка лайт бокса | шт | 3
127 | Лайт бокс карта (поставка Замовника) | шт | 2
128 | Лайт бокс (поставка Замовника) | шт | 1
Роздiл 1. Інші роботи
129 | Очищення приміщень від сміття | т | 0.4
130 | Навантаження сміття вручну | т | 0.4
131 | Перевезення сміття до 30 км | т | 0.4
Локальний кошторис 02-01-04 на Влаштування сходового електропідйомника для інвалідного візка
132 | Сходовий електропідйомник для інвалідного візка | шт | 1
Примітки:
| 1. | Виконання робіт починається з погодження переліку документів з Замовником та Інженером технічного нагляду для оформлення повного пакету документів під акти виконаних робіт (виконавча документація).
| 2. | Штукатурні, малярні роботи виконувати у відповідності до технічної та нормативної документації.
| 3. | Фарбування внутрішніх поверхонь стін та стель виконується водоемульсійними фарбами з підвищеною стійкістю покриття до стирання та обробки миючими засобами.
| 4. | Обсяги з прокладання інженерних комунікацій (довжина магістралей, діаметри тощо) уточнюються на місці виконання робіт (за фактом) з оформленням відповідних виконавчих документів (схем).
| 5. | Транзит комунікацій які проходять наскрізь стін та перекритті необхідно виконувати відповідно до нормативних документів (гільзи, протипожежні манжети тощо).

## Appendix 3_Eng._Odesa
Appendix 3: List of works on the repair of the educational center in the Bessarabian Lyceum of the Bessarabian Settlement Council of the Odessa region, Ukraine, 68500, Odesa region, Bolgrad district, Bessarabska urban-type settlement, Bessarabske village, 1 Sportyvna st.
Scope of work
No. Part No. | Name of work and costs | Unit of measurement | Number | Unit price (UAH) | Total cost (UAH)
Local estimate 02-01-01_AR for the Hub premises 54.8 m2
Section 1. Slopes
1 | Manual cleaning of paint from the inner surfaces of slopes | m2 | 1.53
2 | Fiberglass gluing | m2 | 1.53
3 | PUFAS GF glue (or similar) | kg | 0.306
4 | Primer Ceresit ST-17 (or equivalent) | l | 0.31
5 | Fiberglass | m2 | 1.683
6 | Puttying slopes | m2 | 1.53
7 | Primer Ceresit ST-17 (or equivalent) | l | 0.31
8 | Start Knauf putty (or equivalent) | kg | 2.754
9 | Add 1 mm of putty thickness changes to standards 15-182-1, 15-182-2 | m2 | 1.53
10 | Knauf Super Finish putty (or equivalent) | kg | 1.377
11 | Priming surfaces | m2 | 1.53
12 | Primer Ceresit ST-17 (or equivalent) | l | 0.306
13 | Improved painting of walls with polyvinyl acetate water-based emulsion mixtures over plaster | m2 | 1.53
14 | Interior latex acrylic paint Ceresit IN 56 (or equivalent) RAL according to project design | l | 0.3825
Section 2. Walls
15 | Manual cleaning of interior wall surfaces from paint | m2 | 78.67
16 | Processing of crack joints with reinforcement with reinforcing fiber | m | 51.612
17 | Reinforcing tape | mp | 56.77
18 | Fugenfüller putty (or equivalent) | kg | 20.49
19 | repair of room corners with reinforcement with reinforcing fiber | m | 10.6
20 | Reinforcing tape | mp | 11.66
21 | Fugenfüller putty (or equivalent) | kg | 4.21
22 | Fiberglass gluing | m2 | 78.67
23 | PUFAS GF glue (or similar) | kg | 15.734
24 | Primer Ceresit ST-17 (or equivalent) | l | 15.73
25 | Fiberglass | m2 | 86.537
26 | Wall puttying | m2 | 78.67
27 | Primer Ceresit ST-17 (or equivalent) | l | 15.73
28 | Start Knauf putty (or equivalent) | kg | 141.606
29 | Add 1 mm of putty thickness changes to standards 15-182-1, 15-182-2 | m2 | 78.67
30 | Knauf Super Finish putty (or equivalent) | kg | 70.803
31 | Priming surfaces | m2 | 78.67
32 | Primer Ceresit ST-17 (or equivalent) | l | 15.734
33 | Improved painting of walls with polyvinyl acetate water-based emulsion mixtures over plaster | m2 | 78.67
34 | Interior latex acrylic paint Ceresit IN 56 (or equivalent) RAL according to project design | l | 19.6675
35 | Installation of sealing of communications entries into the premises | pcs | 12
36 | Silicone sealant (or equivalent) | pcs | 2.4
Section 3. Floors
37 | Dismantling skirting boards | m | 30.1
38 | Installation of MDF skirting boards | m | 30.1
39 | MDF skirting board | m | 30.401
40 | Set of corners and connectors for skirting boards | kit | 2
41 | Cleaning premises from garbage | t | 1.09
42 | Manual garbage loading | t | 1.09
43 | Garbage transportation up to 30 km | t | 1.09
Local estimate 02-01-02_AR for the Hub premises 67.6 m2
Section 1. SLOPES
44 | Manual cleaning of paint from the inner surfaces of slopes | m2 | 2.55
45 | Fiberglass gluing | m2 | 2.55
46 | PUFAS GF glue (or similar) | kg | 0.51
47 | Primer Ceresit ST-17 (or equivalent) | l | 0.51
48 | Fiberglass | m2 | 2.805
49 | Puttying slopes | m2 | 2.55
50 | Primer Ceresit ST-17 (or equivalent) | l | 0.51
51 | Start Knauf putty (or equivalent) | kg | 4.59
52 | Add 1 mm of putty thickness changes to standards 15-182-1, 15-182-2 | m2 | 2.55
53 | Knauf Super Finish putty (or equivalent) | kg | 2.295
54 | Priming surfaces | m2 | 2.55
55 | Primer Ceresit ST-17 (or equivalent) | l | 0.51
56 | Improved painting of walls with polyvinyl acetate water-based emulsion mixtures over plaster | m2 | 2.55
57 | Interior latex acrylic paint Ceresit IN 56 (or equivalent) RAL according to project design | l | 0.6375
Section 2. Walls
58 | Manual cleaning of interior wall surfaces from paint | m2 | 90.07
59 | Fiberglass gluing | m2 | 90.07
60 | PUFAS GF glue (or similar) | kg | 18.014
61 | Primer Ceresit ST-17 (or equivalent) | l | 18.01
62 | Fiberglass | m2 | 99.077
63 | Processing of crack joints with reinforcement with reinforcing fiber | m | 58.99
64 | Reinforcing tape | mp | 64.89
65 | Fugenfüller putty (or equivalent) | kg | 23.42
66 | repair of room corners with reinforcement with reinforcing fiber | m | 10.6
67 | Reinforcing tape | mp | 11.66
68 | Fugenfüller putty (or equivalent) | kg | 4.21
69 | Wall puttying | m2 | 90.07
70 | Primer Ceresit ST-17 (or equivalent) | l | 18.01
71 | Start Knauf putty (or equivalent) | kg | 162.126
72 | Add 1 mm of putty thickness changes to standards 15-182-1, 15-182-2 | m2 | 90.07
73 | Knauf Super Finish putty (or equivalent) | kg | 81.063
74 | Priming surfaces | m2 | 90.07
75 | Primer Ceresit ST-17 (or equivalent) | l | 18.014
76 | Improved painting of walls with polyvinyl acetate water-based emulsion mixtures over plaster | m2 | 90.07
77 | Interior latex acrylic paint Ceresit IN 56 (or equivalent) RAL according to project design | l | 22.5175
78 | Installation of sealing of communications entries into the premises | pcs | 16
79 | Silicone sealant (or equivalent) | pcs | 3.2
Section 3. Floors
80 | Dismantling skirting boards | m | 34.8
81 | Installation of MDF skirting boards | m | 34.8
82 | MDF skirting board | m | 35.148
83 | Set of corners and connectors for skirting boards | kit | 2
84 | Cleaning premises from garbage | t | 1.261
85 | Manual garbage loading | t | 1.261
86 | Garbage transportation up to 30 km | t | 1.261
Local estimate 02-01-03 for Electrical work
87 | Furrow punching | m | 64
88 | Strobe's earnings | m | 64
89 | Cement plaster | kg | 6.4
90 | Installation of PVC pipes for electrical wiring in furrows | m | 64
91 | Electrical wiring corrugation O 20 mm | m | 64.64
92 | Installation of PVC pipes for electrical wiring on walls and columns [when working at a height of more than 2 to 8 m] | m | 116
93 | Electrical wiring corrugation O 20 mm | m | 117.16
94 | Tightening the first wire with a cross section of more than 2.5 mm2 to 6 mm2 into the pipes | m | 50
95 | Cables VVG-NGD 3x1.5 | m | 51
96 | Tightening the first wire with a cross section of more than 6 mm2 to 16 mm2 into the pipes | m | 130
97 | Cables VVG-NGD 3x2.5 | m | 132.6
98 | Cable connection | pcs | 2
99 | HDMI 2.0 patch cord 8 m | pcs | 1
100 | HDMI 2.0 patch cord 9 m | pcs | 1
101 | Installation of recessed switches with concealed wiring, 2-button | pcs | 2
102 | Two-button switch | pcs | 2
103 | Installation box | pcs | 2
104 | Dowels 6x40 | pcs | 4
105 | Installation of recessed sockets with concealed wiring | pcs | 77
106 | Socket with ground internal | pcs | 77
107 | Installation box | pcs | 77
108 | Dowels 6x40 | pcs | 154
109 | Installation of non-recessed type sockets with open wiring | pcs | 2
110 | Overhead socket | pcs | 2
111 | Installation box | pcs | 2
112 | Dowels 6x40 | pcs | 4
113 | Installing the HDMI output plug | pcs | 2
114 | Socket plug for HDMI output | pcs | 2
115 | Installation box | pcs | 2
116 | Dowels 6x40 | pcs | 4
117 | Installation of the SHMR cabinet | wardrobe | 1
118 | Distribution board for 8 modules (or equivalent) | pcs | 1
119 | Installation of 2- and 3-pole package switches and switches for current up to 25 A | pcs | 5
120 | Schneider Electric 10 A 1P circuit breaker (or equivalent) | pcs | 2
121 | Schneider Electric 16 A 1P circuit breaker (or equivalent) | pcs | 2
122 | Schneider Electric 40 A 3P circuit breaker (or equivalent) | pcs | 1
123 | Zero bus | pcs | 1
124 | Power supply installation | box | 3
125 | Power supplies (Customer supplied) | pcs | 3
126 | Light box installation | pcs | 3
127 | Light box card (Customer supplied) | pcs | 2
128 | Light box (Customer supplied) | pcs | 1
Section 1. Other works
129 | Cleaning premises from garbage | t | 0.4
130 | Manual garbage loading | t | 0.4
131 | Garbage transportation up to 30 km | t | 0.4
Local estimate 02-01-04 for Installation of an electric stair lift for a wheelchair
132 | Electric stair lift for wheelchair | pcs | 1
Notes:
1 | The execution of the work begins with the approval of the list of documents with the Customer and the Technical Supervision Engineer to prepare a complete package of documents for the acts of the performed work (executive documentation).
2 | Plastering and painting work must be carried out in accordance with technical and regulatory documentation.
3 | Painting of interior surfaces of walls and ceilings is performed with water-based paints with increased resistance of the coating to abrasion and treatment with detergents.
4 | The volumes of laying engineering communications (length of mains, diameters, etc.) are specified at the site of work (on site) with the preparation of the relevant executive documents (schemes).
5 | Transit of communications passing through walls and ceilings must be carried out in accordance with regulatory documents (sleeves, fire protection sleeves, etc.).

## Додаток 3_Укр._селище Солоне
Додаток 3: Перелік робіт по ремонту освітнього центру в ЗАКЛАДІ ЗАГАЛЬНОЇ СЕРЕДНЬОЇ ОСВІТИ "СОЛОНЯНСЬКА ГІМНАЗІЯ" СОЛОНЯНСЬКОЇ СЕЛИЩНОЇ РАДИ ДНІПРОПЕТРОВСЬКОЇ ОБЛАСТІ - 52400, Україна, Дніпровський р-н, Дніпропетровська обл., селище Солоне, вулиця Строменка, будинок, 50
Об'єми робіт
№ Ч.ч. | Найменування робіт і витрат | Одиниця виміру | Кількість | Варт.од. (UAH) | Заг.варт. (UAH)
Локальний кошторис 02-01-01 на 01 Хаб 63,2
Роздiл 1. Прорізи. ДВЕРІ
1 | Демонтаж дверних коробок в кам'яних стінах з відбиванням штукатурки в укосах | шт | 2
2 | Знімання наличників | м | 18.4
3 | Знімання дверних полотен | м2 | 3.66
4 | Заповнення дверних прорізів готовими дверними блоками площею більше 3 м2 з металопластику у кам'яних стінах | м2 | 3.22
5 | Дверні блоки з металопластику | м2 | 3.22
6 | Піна монтажна Ceresit (або аналог) | шт | 1
7 | Герметик силіконовий (або аналог) | шт | 0.21
8 | Заповнення дверних прорізів готовими дверними блоками площею до 2 м2 з металопластику у кам'яних стінах | м2 | 0.93
9 | Дверні блоки з металопластику | м2 | 0.93
10 | Піна монтажна Ceresit (або аналог) | шт | 0.46
11 | Герметик силіконовий (або аналог) | шт | 0.14
Роздiл 2. Стіни
12 | Влаштування герметизації вводів комунікацій до приміщення | м | 2.4
13 | Герметик силіконовий (або аналог) | шт | 1.6
14 | Розшивання та ремонт швів зовнішніх стін ФБС | м шва | 66.92
15 | Розчин герметичний для заповнення швів ТМ Поліпласт (або аналог) | кг | 133.84
16 | Грунтовка поверхонь | м2 | 87.01
17 | Грунтовка Ceresit СТ-17 (або аналог) | л | 17.4
18 | Ремонт штукатурки внутрішніх стін по каменю та бетону цементною сумішшю | м2 | 87.01
19 | Штукатурка цементна | кг | 2958.34
20 | Улаштування основи під штукатурку з сітки по цегляних та бетонних поверхнях | м2 | 87.01
21 | Шпаклювання стін | м2 | 87.01
22 | Грунтовка Ceresit СТ-17 (або аналог) | л | 17.4
23 | Шпаклівка Start Knauf (або аналог) | кг | 156.618
24 | Додавати на 1 мм зміни товщини шпаклівки до норм 15- 182-1, 15-182-2 | м2 | 87.01
25 | Шпаклівка Knauf Super Finish (або аналог) | кг | 78.309
26 | Грунтування поверхонь | м2 | 87.01
27 | Грунтовка Ceresit СТ-17 (або аналог) | л | 17.402
28 | Поліпшене фарбування полівінілацетатними водоемульсійними сумішами стін по штукатурці | м2 | 87.01
29 | Фарба інтер'єрна латексна акрилова Ceresit IN 56 (або аналог) RAL згідно дизайн проекту | л | 21.7525
Роздiл 3. Стелі
30 | Очищення вручну внутрішніх поверхонь стель | м2 | 63.2
31 | Промазування і розшивання швів панелей перекриття розчином знизу | м шва | 34.8
32 | Шпаклювання стель | м2 | 5
33 | Грунтовка Ceresit СТ-17 (або аналог) | л | 1
34 | Шпаклівка Start Knauf (або аналог) | кг | 9
35 | Додавати на 1 мм зміни товщини шпаклівки до норм 15- 182-1, 15-182-2 | м2 | 5
36 | Шпаклівка Knauf Super Finish (або аналог) | кг | 4.5
37 | Грунтування поверхонь | м2 | 5
38 | Грунтовка Ceresit СТ-17 (або аналог) | л | 1
39 | Поліпшене фарбування полівінілацетатними водоемульсійними сумішами стель по штукатурці | м2 | 63.2
40 | Фарба інтер'єрна латексна акрилова Ceresit IN 56 (або аналог) RAL згідно дизайн проекту | л | 15.8
Роздiл 4. Підлоги
41 | Розбирання плінтусів | м | 33.46
42 | Улаштування плінтусів на шурупах | м | 31.56
43 | Плінтус МДФ | м | 31.8756
44 | Комплект куточків та з*єднувачів для плінтуса | комплект | 4
45 | Розбирання покриттів підлог з лінолеуму | м2 | 63.2
46 | Розбирання цементних покриттів підлог | м2 | 21.14
47 | Улаштування цементної стяжки товщиною 20 мм по бетонній основі площею понад 20 м2 | м2 | 21.14
48 | На кожні 5 мм зміни товщини шару цементної стяжки додавати або виключати (до товщини 80мм) | м2 | 21.14
49 | Суміш Siltek F-20 (або аналог) | кг | 3382.4
50 | Армування стяжки дротяною сіткою | м2 | 21.14
51 | Сітка Вр-1 чарункою 50*50 д.4 | м2 | 23.254
52 | Улаштування стяжок самовирівнювальних з суміші цементної для недеформівниїх основ товщиною 5 мм | м2 | 63.2
53 | Додавати або виключати на кожний 1 мм товщини стяжок самовирівнювальних з суміші цементної для недеформівниїх основ (до товщини 10мм) | м2 | 63.2
54 | Грунтовка Ceresit СТ-17 (або аналог) | л | 12.64
55 | Самовирівнювальна суміш Ceresit CN 69 М | кг | 1137.6
56 | Шліфування бетонних покриттів | м2 | 63.2
57 | Знепилювання поверхонь | м2 | 63.2
58 | Грунтовка поверхонь | м2 | 63.2
59 | Грунтовка Ceresit СТ-17 (або аналог) | л | 12.64
60 | Улаштування покриттів полімерцементних одношарових | м2 | 63.2
61 | Sikafloor®-31 PurCem® (або аналог) | кг | 63.2
Роздiл 5. Інші роботи
62 | Очищення приміщень від сміття | т | 6.55
63 | Навантаження сміття вручну | т | 6.55
64 | Перевезення сміття до 30 км | т | 6.55
Локальний кошторис 02-01-02 на 02 Кімната дозвілля
Роздiл 1. ВІДКОСИ
65 | Грунтовка поверхонь | м2 | 6.26
66 | Грунтовка Ceresit СТ-17 (або аналог) | л | 1.25
67 | Ремонт штукатурки прямолінійних укосів всередині будівлі по каменю та бетону | м2 | 6.26
68 | Штукатурка цементна | кг | 212.84
69 | Улаштування основи під штукатурку з сітки по цегляних та бетонних поверхнях | м2 | 6.26
70 | Шпаклювання відкосів | м2 | 6.26
71 | Грунтовка Ceresit СТ-17 (або аналог) | л | 1.25
72 | Шпаклівка Start Knauf (або аналог) | кг | 11.268
73 | Додавати на 1 мм зміни товщини шпаклівки до норм 15- 182-1, 15-182-2 | м2 | 6.26
74 | Шпаклівка Knauf Super Finish (або аналог) | кг | 5.634
75 | Грунтування поверхонь | м2 | 6.26
76 | Грунтовка Ceresit СТ-17 (або аналог) | л | 1.252
77 | Поліпшене фарбування полівінілацетатними водоемульсійними сумішами стін по штукатурці | м2 | 6.26
78 | Фарба інтер'єрна латексна акрилова Ceresit IN 56 (або аналог) RAL згідно дизайн проекту | л | 1.565
Роздiл 2. Стіни
79 | Влаштування герметизації вводів комунікацій до приміщення | м | 2.4
80 | Герметик силіконовий (або аналог) | шт | 1.6
81 | Розшивання та ремонт швів зовнішніх стін ФБС | м шва | 17.8
82 | Розчин герметичний для заповнення швів ТМ Поліпласт (або аналог) | кг | 35.6
83 | Грунтовка поверхонь | м2 | 30.36
84 | Грунтовка Ceresit СТ-17 (або аналог) | л | 6.07
85 | Ремонт штукатурки внутрішніх стін по каменю та бетону цементною сумішшю | м2 | 30.36
86 | Штукатурка цементна | кг | 1032.24
87 | Улаштування основи під штукатурку з сітки по цегляних та бетонних поверхнях | м2 | 30.36
88 | Шпаклювання стін | м2 | 30.36
89 | Грунтовка Ceresit СТ-17 (або аналог) | л | 6.07
90 | Шпаклівка Start Knauf (або аналог) | кг | 54.648
91 | Додавати на 1 мм зміни товщини шпаклівки до норм 15- 182-1, 15-182-2 | м2 | 30.36
92 | Шпаклівка Knauf Super Finish (або аналог) | кг | 27.324
93 | Грунтування поверхонь | м2 | 30.36
94 | Грунтовка Ceresit СТ-17 (або аналог) | л | 6.072
95 | Поліпшене фарбування полівінілацетатними водоемульсійними сумішами стін по штукатурці | м2 | 30.36
96 | Фарба інтер'єрна латексна акрилова Ceresit IN 56 (або аналог) RAL згідно дизайн проекту | л | 7.59
Роздiл 3. Стелі
97 | Очищення вручну внутрішніх поверхонь стель | м2 | 8.93
98 | Промазування і розшивання швів панелей перекриття розчином знизу | м шва | 12.03
99 | Шпаклювання стель | м2 | 2
100 | Грунтовка Ceresit СТ-17 (або аналог) | л | 0.4
101 | Шпаклівка Start Knauf (або аналог) | кг | 3.6
102 | Додавати на 1 мм зміни товщини шпаклівки до норм 15- 182-1, 15-182-2 | м2 | 2
103 | Шпаклівка Knauf Super Finish (або аналог) | кг | 1.8
104 | Грунтування поверхонь | м2 | 8.93
105 | Грунтовка Ceresit СТ-17 (або аналог) | л | 1.79
106 | Поліпшене фарбування полівінілацетатними водоемульсійними сумішами стель по штукатурці | м2 | 8.93
107 | Фарба інтер'єрна латексна акрилова Ceresit IN 56 (або аналог) RAL згідно дизайн проекту | л | 15.8
Роздiл 4. Підлоги
108 | Улаштування плінтусів на шурупах | м | 12.64
109 | Плінтус МДФ | м | 12.7664
110 | Комплект куточків та з*єднувачів для плінтуса | комплект | 2
111 | Розбирання цементних покриттів підлог | м2 | 10.53
112 | Демонтаж з/бетонного поріжка | м3 | 0.168
113 | Розробка ґрунту всередині будівлі | м3 | 3.16
114 | Ущільнення ґрунту пневматичними трамбівками, група ґрунту 1-2 | м3 | 2.106
115 | Улаштування бетонної стяжки товщиною 20 мм площею понад 20 м2 | м2 | 10.53
116 | На кожні 5 мм зміни товщини шару стяжки з важкого бетону додавати або виключати (до товщини 100мм) | м2 | 10.53
117 | Шліфування бетонних покриттів | м2 | 10.53
118 | Знепилювання поверхонь | м2 | 10.53
119 | Грунтовка поверхонь | м2 | 10.53
120 | Грунтовка Ceresit СТ-17 (або аналог) | л | 2.11
121 | Улаштування покриттів полімерцементних одношарових | м2 | 10.53
122 | Sikafloor®-31 PurCem® (або аналог) | кг | 10.53
Роздiл 5. Інші роботи
123 | Очищення приміщень від сміття | т | 1.94
124 | Навантаження сміття вручну | т | 6.9944
125 | Перевезення ґрунту до 30 км | т | 5.0544
126 | Перевезення сміття до 30 км | т | 1.94
Локальний кошторис 02-01-03 на 03 Холл
Роздiл 1. Прорізи. ДВЕРІ
127 | Демонтаж дверних коробок в кам'яних стінах з відбиванням штукатурки в укосах | шт | 1
128 | Знімання наличників | м | 10.2
129 | Знімання дверних полотен | м2 | 1.89
130 | Заповнення дверних прорізів готовими дверними блоками площею до 2 м2 з металопластику у кам'яних стінах | м2 | 5.25
131 | Дверні блоки з металопластику | м2 | 5.25
132 | Піна монтажна Ceresit (або аналог) | шт | 2.59
133 | Герметик силіконовий (або аналог) | шт | 0.34
Роздiл 2. ВІДКОСИ
134 | Грунтовка поверхонь | м2 | 5.89
135 | Грунтовка Ceresit СТ-17 (або аналог) | л | 1.18
136 | Ремонт штукатурки прямолінійних укосів всередині будівлі по каменю та бетону | м2 | 5.89
137 | Штукатурка цементна | кг | 200.26
138 | Улаштування основи під штукатурку з сітки по цегляних та бетонних поверхнях | м2 | 5.89
139 | Шпаклювання відкосів | м2 | 5.89
140 | Грунтовка Ceresit СТ-17 (або аналог) | л | 1.18
141 | Шпаклівка Start Knauf (або аналог) | кг | 10.602
142 | Додавати на 1 мм зміни товщини шпаклівки до норм 15- 182-1, 15-182-2 | м2 | 5.89
143 | Шпаклівка Knauf Super Finish (або аналог) | кг | 5.301
144 | Грунтування поверхонь | м2 | 5.89
145 | Грунтовка Ceresit СТ-17 (або аналог) | л | 1.178
146 | Поліпшене фарбування полівінілацетатними водоемульсійними сумішами стін по штукатурці | м2 | 5.89
147 | Фарба інтер'єрна латексна акрилова Ceresit IN 56 (або аналог) RAL згідно дизайн проекту | л | 1.4725
Роздiл 3. Стіни
148 | Розшивання та ремонт швів зовнішніх стін ФБС | м шва | 26.323
149 | Розчин герметичний для заповнення швів ТМ Поліпласт (або аналог) | кг | 52.65
150 | Демонтаж цегляних перегородок 120мм | м3 | 1.2324
151 | (Демонтаж) перемичок | шт | 4
152 | Мурування окремих ділянок стін із цегли | м3 | 0.864
153 | Цегла керамічна повнотіла | шт | 346
154 | Анкерування кладки стін та інших конструкцій | т | 0.00444
155 | Анкер д10 L400 | шт | 18
156 | Укладання перемичок масою до 0,3 т | шт | 2
157 | Перемички з/б марки 1ПБ10-1 серія 1.038.1-1 вип.1 | шт | 2
158 | Грунтовка поверхонь | м2 | 52.56
159 | Грунтовка фунгицидна протигрибкова | л | 5.26
160 | Ремонт штукатурки внутрішніх стін по каменю та бетону цементною сумішшю | м2 | 52.56
161 | Штукатурка цементна | кг | 1787.04
162 | Улаштування основи під штукатурку з сітки по цегляних та бетонних поверхнях | м2 | 52.56
163 | Шпаклювання стін | м2 | 20.14
164 | Грунтовка Ceresit СТ-17 (або аналог) | л | 4.03
165 | Шпаклівка Start Knauf (або аналог) | кг | 36.252
166 | Додавати на 1 мм зміни товщини шпаклівки до норм 15- 182-1, 15-182-2 | м2 | 20.14
167 | Шпаклівка Knauf Super Finish (або аналог) | кг | 18.126
168 | Грунтування поверхонь | м2 | 20.14
169 | Грунтовка Ceresit СТ-17 (або аналог) | л | 4.028
170 | Поліпшене фарбування полівінілацетатними водоемульсійними сумішами стін по штукатурці | м2 | 20.14
171 | Фарба інтер'єрна латексна акрилова Ceresit IN 56 (або аналог) RAL згідно дизайн проекту | л | 5.035
Роздiл 4. Стелі
172 | Очищення вручну внутрішніх поверхонь стель | м2 | 17.75
173 | Промазування і розшивання швів панелей перекриття розчином знизу | м шва | 9
174 | Шпаклювання стель | м2 | 2.4
175 | Грунтовка Ceresit СТ-17 (або аналог) | л | 0.48
176 | Шпаклівка Start Knauf (або аналог) | кг | 4.32
177 | Додавати на 1 мм зміни товщини шпаклівки до норм 15- 182-1, 15-182-2 | м2 | 2.4
178 | Шпаклівка Knauf Super Finish (або аналог) | кг | 2.16
179 | Грунтування поверхонь | м2 | 7.6
180 | Грунтовка Ceresit СТ-17 (або аналог) | л | 1.52
181 | Поліпшене фарбування полівінілацетатними водоемульсійними сумішами стель по штукатурці | м2 | 7.6
182 | Фарба інтер'єрна латексна акрилова Ceresit IN 56 (або аналог) RAL згідно дизайн проекту | л | 1.9
Роздiл 5. Підлоги
183 | Розбирання плінтусів | м | 24.3
184 | Улаштування плінтусів на шурупах | м | 7.92
185 | Плінтус МДФ | м | 7.9992
186 | Комплект куточків та з*єднувачів для плінтуса | комплект | 1
187 | Розбирання цементних покриттів підлог | м2 | 17.75
188 | Розробка ґрунту всередині будівлі | м3 | 1.78
189 | Ущільнення ґрунту пневматичними трамбівками, група ґрунту 1-2 | м3 | 3.55
190 | Улаштування бетонної стяжки товщиною 20 мм площею понад 20 м2 | м2 | 17.75
191 | На кожні 5 мм зміни товщини шару стяжки з важкого бетону додавати або виключати (до товщини 100мм) | м2 | 17.75
192 | Шліфування бетонних покриттів | м2 | 17.75
193 | Знепилювання поверхонь | м2 | 17.75
194 | Грунтовка поверхонь | м2 | 17.75
195 | Грунтовка Ceresit СТ-17 (або аналог) | л | 3.55
196 | Улаштування покриттів полімерцементних одношарових | м2 | 17.75
197 | Sikafloor®-31 PurCem® (або аналог) | кг | 17.75
Роздiл 6. Сходи
198 | Очищення вручну внутрішніх поверхонь сходів | м2 | 0.99
199 | Улаштування цементної стяжки товщиною 20 мм по бетонній основі площею понад 20 м2 | м2 | 0.99
200 | На кожні 5 мм зміни товщини шару цементної стяжки додавати або виключати (до товщини 30мм) | м2 | 0.99
201 | Суміш Siltek F-20 (або аналог) | кг | 59.4
202 | Улаштування стяжок самовирівнювальних з суміші цементної для недеформівниїх основ товщиною 5 мм | м2 | 0.99
203 | Додавати або виключати на кожний 1 мм товщини стяжок самовирівнювальних з суміші цементної для недеформівниїх основ (до товщини 10мм) | м2 | 0.99
204 | Грунтовка Ceresit СТ-17 (або аналог) | л | 0.2
205 | Самовирівнювальна суміш Ceresit CN 69 (або аналог) | кг | 17.82
206 | Шліфування бетонних покриттів | м2 | 0.99
207 | Знепилювання поверхонь | м2 | 0.99
208 | Грунтовка поверхонь | м2 | 0.99
209 | Грунтовка Ceresit СТ-17 (або аналог) | л | 0.2
210 | Улаштування покриттів полімерцементних одношарових | м2 | 0.99
211 | Sikafloor®-31 PurCem® (або аналог) | кг | 0.99
Роздiл 7. Інші роботи
212 | Очищення приміщень від сміття | т | 3.83
213 | Навантаження сміття вручну | т | 6.67
214 | Перевезення ґрунту до 30 км | т | 2.84
215 | Перевезення сміття до 30 км | т | 3.83
Локальний кошторис 02-01-04 на 04, 06 Холл санвузла, вбиральня
Роздiл 1. Сантехнічні перегородки
216 | Монтаж МДФ перегородки з дверима | м2 | 3.9
217 | Сантехнічні перегородки у комплекті | м2 | 3.9
Роздiл 2. Стіни
218 | Грунтовка поверхонь | м2 | 30.03
219 | Грунтовка Ceresit СТ-17 (або аналог) | л | 6.01
220 | Ремонт штукатурки внутрішніх стін по каменю та бетону цементною сумішшю | м2 | 30.03
221 | Штукатурка цементна | кг | 1021.02
222 | Улаштування основи під штукатурку з сітки по цегляних та бетонних поверхнях | м2 | 30.03
223 | Шпаклювання стін | м2 | 30.03
224 | Грунтовка Ceresit СТ-17 (або аналог) | л | 6.01
225 | Шпаклівка Start Knauf (або аналог) | кг | 54.054
226 | Додавати на 1 мм зміни товщини шпаклівки до норм 15- 182-1, 15-182-2 | м2 | 30.03
227 | Шпаклівка Knauf Super Finish (або аналог) | кг | 27.027
228 | Грунтування поверхонь | м2 | 30.03
229 | Грунтовка Ceresit СТ-17 (або аналог) | л | 6.006
230 | Поліпшене фарбування полівінілацетатними водоемульсійними сумішами стін по штукатурці | м2 | 30.03
231 | Фарба інтер'єрна латексна акрилова Ceresit IN 56 (або аналог) RAL згідно дизайн проекту | л | 7.5075
Роздiл 3. Стелі
232 | Очищення вручну внутрішніх поверхонь стель | м2 | 6.91
233 | Грунтування поверхонь | м2 | 6.91
234 | Грунтовка Ceresit СТ-17 (або аналог) | л | 1.38
235 | Поліпшене фарбування полівінілацетатними водоемульсійними сумішами стель по штукатурці | м2 | 6.91
236 | Фарба інтер'єрна латексна акрилова Ceresit IN 56 (або аналог) RAL згідно дизайн проекту | л | 1.7275
Роздiл 4. Підлоги
237 | Влаштування смуги 100мм полімерною фарбою замість плінтуса | м | 12.4
238 | Полімерна фарба | кг | 0.2976
Роздiл 5. Інші роботи
239 | Очищення приміщень від сміття | т | 1.015
240 | Навантаження сміття вручну | т | 1.015
241 | Перевезення сміття до 30 км | т | 1.015
Локальний кошторис 02-01-05 на 05 Вбиральня
Роздiл 1. Стіни
242 | Грунтовка поверхонь | м2 | 15.51
243 | Грунтовка Ceresit СТ-17 (або аналог) | л | 3.1
244 | Ремонт штукатурки внутрішніх стін по каменю та бетону цементною сумішшю | м2 | 15.51
245 | Штукатурка цементна | кг | 527.34
246 | Улаштування основи під штукатурку з сітки по цегляних та бетонних поверхнях | м2 | 15.51
247 | Шпаклювання стін | м2 | 15.51
248 | Грунтовка Ceresit СТ-17 (або аналог) | л | 3.1
249 | Шпаклівка Start Knauf (або аналог) | кг | 27.918
250 | Додавати на 1 мм зміни товщини шпаклівки до норм 15- 182-1, 15-182-2 | м2 | 15.51
251 | Шпаклівка Knauf Super Finish (або аналог) | кг | 13.959
252 | Грунтування поверхонь | м2 | 15.51
253 | Грунтовка Ceresit СТ-17 (або аналог) | л | 3.102
254 | Поліпшене фарбування полівінілацетатними водоемульсійними сумішами стін по штукатурці | м2 | 15.51
255 | Фарба інтер'єрна латексна акрилова Ceresit IN 56 (або аналог) RAL згідно дизайн проекту | л | 3.8775
Роздiл 2. Стелі
256 | Очищення вручну внутрішніх поверхонь стель | м2 | 2.73
257 | Грунтування поверхонь | м2 | 2.73
258 | Грунтовка Ceresit СТ-17 (або аналог) | л | 0.55
259 | Поліпшене фарбування полівінілацетатними водоемульсійними сумішами стель по штукатурці | м2 | 2.73
260 | Фарба інтер'єрна латексна акрилова Ceresit IN 56 (або аналог) RAL згідно дизайн проекту | л | 0.6825
Роздiл 3. Підлоги
261 | Влаштування смуги 100мм полімерною фарбою замість плінтуса | м | 6.35
262 | Полімерна фарба | кг | 0.1524
Роздiл 4. Інші роботи
263 | Очищення приміщень від сміття | т | 0.525
264 | Навантаження сміття вручну | т | 0.525
265 | Перевезення сміття до 30 км | т | 0.525
Локальний кошторис 02-01-06 на Електромонтажні роботи
266 | Демонтаж електропроводки | м | 53.2
267 | (Демонтаж) гофри для електропроводки по стінах і колонах [при роботi на висотi понад 2 до 8 м] | м | 53.2
268 | Демонтаж вимикачів | шт | 4
269 | Демонтаж розеток | шт | 6
270 | Демонтаж світильників | шт | 6
271 | Монтаж пвх труб для електропроводки по стінах і колонах [при роботi на висотi понад 2 до 8 м] | м | 150
272 | Гофра електропроводки O 20 мм | м | 151.5
273 | Затягування першого проводу перерізом понад 2,5 мм2 до 6 мм2 в труби | м | 90
274 | Провод ПВС 3х1,5 | м | 91.8
275 | Затягування першого проводу перерізом понад 6 мм2 до 16 мм2 в труби | м | 60
276 | Провод ПВС 3х2.5 | м | 61.2
277 | Вмикання кабелю | шт | 1
278 | HDMI 2.0 патч-корд 5м | шт | 1
279 | Установлення вимикачів неутопленого типу при відкритій проводці | шт | 5
280 | Вимикач одноклавішний | шт | 5
281 | Коробка установча | шт | 5
282 | Дюбелі 6х40 | шт | 10
283 | Установлення вимикачів неутопленого типу при відкритій проводці | шт | 1
284 | Вимикач двоклавішний | шт | 1
285 | Коробка установча | шт | 1
286 | Дюбелі 6х40 | шт | 2
287 | Установлення штепсельних розеток неутопленого типу при відкритій проводці | шт | 14
288 | Розетка накладна подвійна | шт | 7
289 | Розетка накладна вологозахищена | шт | 3
290 | Розетка накладна | шт | 4
291 | Коробка установча | шт | 14
292 | Дюбелі 6х40 | шт | 28
293 | Монтаж шафи ШМР | шафа | 1
294 | Розподільний щит на 12 модулів (або аналог) | шт | 1
295 | Установлення вимикачів та перемикачів пакетних 2-х і 3- х полюсних на струм до 25 А | шт | 4
296 | Автоматичний вимикач Schneider Electric 10 A 1P (або аналог) | шт | 1
297 | Автоматичний вимикач Schneider Electric 16 A 1P (або аналог) | шт | 2
298 | Автоматичний вимикач Schneider Electric 40 A 3P (або аналог) | шт | 1
299 | Шина нульова | шт | 1
300 | Монтаж блока живлення | ящик | 3
301 | Блоки живлення (поставка Замовника) | шт | 3
302 | Установка лайт бокса | шт | 2
303 | Лайт бокс карта (поставка Замовника) | шт | 0
304 | Лайт бокс (поставка Замовника) | шт | 2
305 | Монтаж світильників квадратів | шт | 14
306 | Світильник | шт | 14
307 | Монтаж світильників точкових | шт | 1
308 | Світильник точковий | шт | 1
309 | Установлення розподільних коробок | шт | 13
310 | Коробка розподільча | шт | 13
311 | Очищення приміщень від сміття | т | 1.44
312 | Навантаження сміття вручну | т | 1.44
313 | Перевезення сміття до 30 км | т | 1.44
Локальний кошторис 02-01-07 на САНТЕХНІЧНІ РОБОТИ
Роздiл 1. Сантех обладнання
314 | Установлення унітазів з безпосередньо приєднаним бачком | к-т | 1
315 | Унітаз типу “Компакт” з поліпропіленовим сидінням та комплектом підключення | шт | 1
316 | Труба гофрована для унітазу | шт | 1
317 | Шланг д/води 1/2 | шт | 1
318 | Монтаж умивальника керамічного | к-т | 1
319 | Умивальник керамічний | комплект | 1
320 | Установлення змішувачів | шт | 1
321 | Змішувачі для умивальника | комплект | 1
322 | Сифон з гідрозатвором | комплект | 1
323 | Монтаж поручня для інвалідів | шт | 2
324 | Поручень для інвалідів відкидний настінний з тримачем | шт | 2
Роздiл 2. Сантех обладнання
325 | Установлення унітазів з безпосередньо приєднаним бачком | к-т | 1
326 | Унітаз типу “Компакт” з поліпропіленовим сидінням та комплектом підключення | шт | 1
327 | Труба гофрована для унітазу | шт | 1
328 | Шланг д/води 1/2 | шт | 1
329 | Монтаж умивальника керамічного | к-т | 2
330 | Умивальник керамічний | комплект | 2
331 | Установлення змішувачів | шт | 2
332 | Змішувачі для умивальника | комплект | 2
333 | Сифон з гідрозатвором | комплект | 2
Роздiл 3. В1, Т3 Холодне і горяче водопостачання
334 | (Демонтаж) трубопроводу водопостачання з труб сталевих водогазопровідних оцинкованих діаметром 25 мм | м | 35.3
335 | Прокладання трубопроводів водопостачання з труб поліетиленових [поліпропіленових] напірних діаметром 20 мм | м | 20
336 | Поліпропіленові труби PPR д20x2.8; PN16 "Ekoplastik" (або аналог) | м | 20.4
337 | Прокладання трубопроводів водопостачання з труб поліетиленових [поліпропіленових] напірних діаметром 25 мм | м | 32
338 | Поліпропіленові труби PPR д25x3,4; PN16 "Ekoplastik" (або аналог) | м | 32.64
339 | Фасонні та з'єднувальні частини до водопроводу (комплект) | шт | 4
340 | Ізоляція трубопроводів трубками зі спіненого каучуку, поліетилену | м | 22
341 | Трубка K-FLEX 09x022-10 PE (або аналог) | м | 10.2
342 | Трубка K-FLEX 09x028-2 PE (або аналог) | м | 12.24
343 | Клей K-Flex К 414 (або аналог) | кг | 0.35
344 | Клейка стрічка алюмінієва високотемпературна HPX AL7550L 75 мм 50 м 30 мкм | шт | 0.6
345 | Установлення клапанів, кранів діаметром до 25 мм | шт | 6
346 | Кран кульовий д15 "VALTEC"/Аналог | шт | 6
Роздiл 4. К1 Канализація
347 | (Демонтаж) трубопроводів каналізації з поліетиленових труб діаметром 50 мм | м | 19.06
348 | Прокладання трубопроводів каналізації з поліетиленових труб діаметром 50 мм | м | 22
349 | Труба каналізаційна 50 мм Ostendorf (або аналог) | м | 23.1
350 | (Демонтаж) каналізації внутрішньої ПВХ O110 | м | 12.06
351 | Монтаж каналізації внутрішньої ПВХ O110 | м | 12
352 | Труба каналізаційна 100 мм Ostendorf (або аналог) | м | 12.6
353 | HTEM Трійник DN 110/50 "OSTENDORF" (або аналог) | шт | 3
354 | HTEM Тройник DN 50/50 "OSTENDORF" (або аналог) | шт | 5
355 | HTB Відведення DN 50 "OSTENDORF" (або аналог) | шт | 10
356 | HTB Відведення DN 110 "OSTENDORF" (або аналог) | шт | 2
357 | HTМ Заглушка DN 100 "OSTENDORF" (або аналог) | шт | 1
358 | HTМ Заглушка DN 50 "OSTENDORF" (або аналог) | шт | 3
359 | Установлення насосної установки Grundfos Sololift2 (або аналог) | насос | 2
360 | Насосна установка Grundfos Sololift2 WC-3, N=0,7 кВт (або аналог) | шт | 1
361 | Насосна установка Grundfos Sololift2 D-2, N=0,3 кВт (або аналог) | шт | 1
362 | Прокладання трубопроводів водопостачання з труб поліетиленових [поліпропіленових] напірних діаметром 40 мм | м | 9
363 | Труба PPR SPK 40 х 6,7 мм PN20 (або аналог) | м | 9.18
364 | Установлення клапанів, кранів діаметром до32 мм | шт | 4
365 | Кульовий кран д32 | шт | 2
366 | Зворотній клапан каналізаційний д32 | шт | 2
Роздiл 5. Опалення
367 | (Демонтаж) трубопроводів опалення зі сталевих безшовних труб діаметром 65 мм | м | 10.8
368 | Прокладання трубопроводів опалення зі сталевих безшовних труб діаметром 65 мм | м | 11.23
369 | Труба сталева 60мм | м | 11.4546
370 | Очищення приміщень від сміття | т | 0.2
371 | Навантаження сміття вручну | т | 0.2
372 | Перевезення сміття до 30 км | т | 0.2
Локальний кошторис 02-01-08 на Вентиляція
Роздiл 1. Вентсистема П1
373 | Установлення вентиляторів канальних | шт | 1
374 | Вентилятор канальний (L=1000м3/ч, Р=400Па); N=0,21 кВт; n=2615 об/хв; ~1ф C-VENT-315 (або аналог) | шт | 1
375 | Установлення фільтрів | шт | 1
376 | Фільтр канальний для круглих каналів C-FKК-315 ССК ТМ (або аналог) | шт | 1
377 | Установлення клапанів зворотних діаметром до 355 мм | клапан | 1
378 | Повітряний зворотній клапан для круглих каналів C-KOL- К-315 ССК ТМ (або аналог) | шт | 1
379 | Швидкорознімний монтажний хомут C-МК-315 ССК ТМ (або аналог) | шт | 6
380 | Установлення шумоглушників для круглих каналів | шт | 1
381 | Шумоглушник для круглих каналів C-GKK-315-900 (або аналог) | шт | 1
382 | Установлення кронштейнів під вентиляційне устаткування | кг | 2
383 | Комплект монтажних кронштейнів C-KMV-315 ССК ТМ (комплект) (або аналог) | шт | 1
384 | Установлення електричних канальних повітронагрівачів | шт | 1
385 | Повітронагрівач канальний електричний з вбудованою системою керування, потужністтю 15кВт C-EVN-K-S1- 315-15 (або аналог) | шт | 1
386 | Установлення решіток жалюзійних нерегульованих | грати | 1
387 | Металеві решітки нерегульовані RО-50-300х200 | шт | 1
388 | Установлення решіток жалюзійних регульованих | грати | 8
389 | Решітки радіальні регульовані RRD25 200х100 | шт | 2
390 | Решітки радіальні регульовані RRD25 200х150 | шт | 5
391 | Прокладання повітроводів периметром до 600 мм з листової сталі класу Н [нормальна] товщиною 0,5 мм | м2 | 1.8
392 | Повітроводи з листової оцинкованої сталі , б=0,5мм 150х150 | мп | 3
393 | Прокладання повітроводів периметром до 1000 мм з листової сталі класу Н [нормальна] товщиною 0,7 мм | м2 | 10
394 | Повітроводи з листової оцинкованої сталі, б=0,7мм 300х200 | мп | 10
395 | Дросель-клапан прямокутного перетину ДКП - 150х150(h) | шт | 2
396 | Кліно 90° з листової оцинкованої сталі , б=0,7мм 300х200 | шт | 3
397 | Кліно 45° з листової оцинкованої сталі , б=0,7мм 300х200 | шт | 1
398 | Перехід з листової оцинкованої сталі , б=0,7мм 300х200/150х150 | шт | 1
399 | Перехід з листової оцинкованої сталі , б=0,7мм д315/200х200 | шт | 2
400 | Заглушка з листової оцинкованої сталі , б=0,5мм 150х150 | шт | 1
401 | Заглушка з листової оцинкованої сталі , б=0,7мм 300х200 | шт | 1
402 | Трійник з листової оцинкованої сталі, б=0,7мм 300х200/300х200/300х200 | шт | 1
403 | Системи багатоконтурні [каскадні або інші складні автоматичного регулювання] багатоконтурні з числом параметрів настроювання до 5 | система | 1
Роздiл 2. Вентсистема В1
404 | Установлення вентиляторів канальних | шт | 1
405 | Вентилятор канальний (L=1000м3/ч, Р=400Па); N=0,21 кВт; n=2615 об/хв; ~1ф C-VENT-315 (або аналог) | шт | 1
406 | Установлення фільтрів | шт | 1
407 | Фільтр канальний для круглих каналів C-FKК-315 ССК ТМ (або аналог) | шт | 1
408 | Установлення клапанів зворотних діаметром до 355 мм | клапан | 1
409 | Повітряний зворотній клапан для круглих каналів C-KOL- К-315 ССК ТМ (або аналог) | шт | 1
410 | Швидкорознімний монтажний хомут C-МК-315 ССК ТМ (або аналог) | шт | 6
411 | Установлення шумоглушників для круглих каналів | шт | 1
412 | Шумоглушник для круглих каналів C-GKK-315-900 (або аналог) | шт | 1
413 | Установлення кронштейнів під вентиляційне устаткування | кг | 2
414 | Комплект монтажних кронштейнів C-KMV-315 ССК ТМ (комплект) (або аналог) | шт | 1
415 | Установлення решіток жалюзійних нерегульованих | грати | 1
416 | Металеві решітки нерегульовані RО-50-300х200 | шт | 1
417 | Установлення решіток жалюзійних регульованих | грати | 8
418 | Решітки радіальні регульовані RRD25 200х100 | шт | 2
419 | Решітки радіальні регульовані RRD25 200х150 | шт | 5
420 | Прокладання повітроводів периметром до 600 мм з листової сталі класу Н [нормальна] товщиною 0,5 мм | м2 | 6
421 | Повітроводи з листової оцинкованої сталі , б=0,5мм 150х150 | мп | 10
422 | Прокладання повітроводів периметром до 1000 мм з листової сталі класу Н [нормальна] товщиною 0,7 мм | м2 | 10
423 | Повітроводи з листової оцинкованої сталі, б=0,7мм 300х200 | мп | 10
424 | Дросель-клапан прямокутного перетину ДКП - 150х150(h) | шт | 2
425 | Кліно 90° з листової оцинкованої сталі , б=0,5мм 150х150 | шт | 2
426 | Кліно 90° з листової оцинкованої сталі , б=0,7мм 300х200 | шт | 3
427 | Кліно 45° з листової оцинкованої сталі , б=0,7мм 300х200 | шт | 1
428 | Перехід з листової оцинкованої сталі , б=0,7мм 300х200/150х150 | шт | 1
429 | Перехід з листової оцинкованої сталі , б=0,7мм д315/200х200 | шт | 2
430 | Заглушка з листової оцинкованої сталі , б=0,5мм 150х150 | шт | 1
431 | Заглушка з листової оцинкованої сталі , б=0,7мм 300х200 | шт | 1
432 | Трійник з листової оцинкованої сталі, б=0,7мм 300х200/300х200/300х200 | шт | 1
433 | Системи багатоконтурні [каскадні або інші складні автоматичного регулювання] багатоконтурні з числом параметрів настроювання до 5 | система | 1
Роздiл 3. Вентсистема В2
434 | Установлення вентиляторів канальних | шт | 1
435 | Вентилятор канальний (L=100м3/ч, Р=300Па); N=0, 08кВт; n=2600 об/хв; ~1ф, C-VENT-125 (або аналог) | шт | 1
436 | Установлення фільтрів | шт | 1
437 | Фільтр канальний для круглих каналів C-FKК-125 ССК ТМ (або аналог) | шт | 1
438 | Установлення клапанів зворотних діаметром до 355 мм | клапан | 1
439 | Повітряний зворотній клапан для круглих каналів C-KOL- К-125 ССК ТМ (або аналог) | шт | 1
440 | Швидкорознімний монтажний хомут C-МК-125 ССК ТМ (або аналог) | шт | 5
441 | Установлення шумоглушників для круглих каналів | шт | 1
442 | Шумоглушник для круглих каналів C-GKK-125-900 (або аналог) | шт | 1
443 | Установлення кронштейнів під вентиляційне устаткування | кг | 2
444 | Комплект монтажних кронштейнів C-KMV-125 ССК ТМ (комплект) (або аналог) | шт | 1
445 | Установлення решіток жалюзійних нерегульованих | грати | 3
446 | Металеві решітки нерегульовані 125 | шт | 3
447 | Прокладання повітроводів діаметром до 200 мм з листової сталі класу Н [нормальна] товщиною 0,5 мм | м2 | 3.925
448 | Повітроводи з листової оцинкованої сталі , б=0,5мм д125мм | мп | 10
449 | Кліно 90° з листової оцинкованої сталі , б=0,5мм д125 | шт | 3
450 | Кліно 45° з листової оцинкованої сталі , б=0,5мм д125 | шт | 1
451 | Трійник з листової оцинкованої сталі, б=0,5мм д125/д125/д125 | шт | 1
452 | Системи багатоконтурні [каскадні або інші складні автоматичного регулювання] багатоконтурні з числом параметрів настроювання до 5 | система | 1
Примітки:
1. | Виконання робіт починається з погодження переліку документів з Замовником та Інженером технічного нагляду для оформлення повного пакету документів під акти виконаних робіт (виконавча документація).
2. | Штукатурні, малярні роботи виконувати у відповідності до технічної та нормативної документації.
3 | Фарбування внутрішніх поверхонь стін та стель виконується водоемульсійними фарбами з підвищеною стійкістю покриття до стирання та обробки миючими засобами.
4 | Обсяги з прокладання інженерних комунікацій (довжина магістралей, діаметри тощо) уточнюються на місці виконання робіт (за фактом) з оформленням відповідних виконавчих документів (схем).
5 | Транзит комунікацій які проходять наскрізь стін та перекритті необхідно виконувати відповідно до нормативних документів (гільзи, протипожежні манжети тощо).

## Appendix 3_Eng._Solonyansky Vil
Appendix 3: List of works on the repair of the educational center at the GENERAL SECONDARY EDUCATION INSTITUTION "SOLONYANSKA GYMNASIUM" OF THE SOLONYANSKA VILLAGE COUNCIL OF THE DNIPROPETROVSK REGION - 52400, Ukraine, Dniprovskyi district, Dnipropetrovsk region, Solone village, Stromenka street, house, 50
Scope of work
No. Part No. | Name of work and costs | Unit of measurement | Number | Unit price (UAH) | Total cost (UAH)
Local estimate 02-01-01 for 01 Hub 63.2
Section 1. Openings. DOORS
1 | Dismantling door frames in stone walls with plaster peeling off in the slopes | pcs | 2
2 | Removing trims | m | 18.4
3 | Removing door panels | m2 | 3.66
4 | Filling doorways with ready-made door blocks with an area of more than 3 m2 made of metal-plastic in stone walls | m2 | 3.22
5 | Door blocks made of metal-plastic | m2 | 3.22
6 | Ceresit assembly foam (or equivalent) | pcs | 1
7 | Silicone sealant (or equivalent) | pcs | 0.21
8 | Filling doorways with ready-made door blocks with an area of up to 2 m2 made of metal-plastic in stone walls | m2 | 0.93
9 | Door blocks made of metal-plastic | m2 | 0.93
10 | Ceresit assembly foam (or equivalent) | pcs | 0.46
11 | Silicone sealant (or equivalent) | pcs | 0.14
Section 2. Walls
12 | Installation of sealing of communications entries into the premises | m | 2.4
13 | Silicone sealant (or equivalent) | pcs | 1.6
14 | Stitching and repair of seams of external walls of FBS | m seam | 66.92
15 | Sealant solution for filling joints TM Poliplast (or analogue) | kg | 133.84
16 | Surface priming | m2 | 87.01
17 | Primer Ceresit ST-17 (or equivalent) | l | 17.4
18 | Repair of plaster on interior walls on stone and concrete with cement mixture | m2 | 87.01
19 | Cement plaster | kg | 2958.34
20 | Arrangement of a base for plaster from a mesh on brick and concrete surfaces | m2 | 87.01
21 | Wall puttying | m2 | 87.01
22 | Primer Ceresit ST-17 (or equivalent) | l | 17.4
23 | Start Knauf putty (or equivalent) | kg | 156.618
24 | Add 1 mm of putty thickness changes to standards 15-182-1, 15-182-2 | m2 | 87.01
25 | Knauf Super Finish putty (or equivalent) | kg | 78.309
26 | Priming surfaces | m2 | 87.01
27 | Primer Ceresit ST-17 (or equivalent) | l | 17.402
28 | Improved painting of walls with polyvinyl acetate water-based emulsion mixtures over plaster | m2 | 87.01
29 | Interior latex acrylic paint Ceresit IN 56 (or equivalent) RAL according to project design | l | 21.7525
Section 3. Ceilings
30 | Manual cleaning of interior ceiling surfaces | m2 | 63.2
31 | Coating and filling the seams of the ceiling panels with mortar from below | m seam | 34.8
32 | Puttying ceilings | m2 | 5
33 | Primer Ceresit ST-17 (or equivalent) | l | 1
34 | Start Knauf putty (or equivalent) | kg | 9
35 | Add 1 mm of putty thickness changes to standards 15-182-1, 15-182-2 | m2 | 5
36 | Knauf Super Finish putty (or equivalent) | kg | 4.5
37 | Priming surfaces | m2 | 5
38 | Primer Ceresit ST-17 (or equivalent) | l | 1
39 | Improved painting of ceilings over plaster with polyvinyl acetate water-based emulsion mixtures | m2 | 63.2
40 | Interior latex acrylic paint Ceresit IN 56 (or equivalent) RAL according to project design | l | 15.8
Section 4. Floors
41 | Dismantling skirting boards | m | 33.46
42 | Installing skirting boards on screws | m | 31.56
43 | MDF skirting board | m | 31.8756
44 | Set of corners and connectors for skirting boards | kit | 4
45 | Dismantling linoleum floor coverings | m2 | 63.2
46 | Dismantling cement floor coverings | m2 | 21.14
47 | Installation of a 20 mm thick cement screed on a concrete base with an area of over 20 m2 | m2 | 21.14
48 | For every 5 mm change in the thickness of the cement screed layer, add or remove (up to a thickness of 80 mm) | m2 | 21.14
49 | Siltek F-20 mixture (or equivalent) | kg | 3382.4
50 | Reinforcing the screed with wire mesh | m2 | 21.14
51 | Mesh Vr-1 with a cell size of 50*50 d.4 | m2 | 23.254
52 | Arrangement of self-leveling screeds from a cement mixture for non-deformable bases with a thickness of 5 mm | m2 | 63.2
53 | Add or exclude for every 1 mm of thickness of self-leveling screeds from a cement mixture for non-deformable bases (up to 10 mm thick) | m2 | 63.2
54 | Primer Ceresit ST-17 (or equivalent) | l | 12.64
55 | Ceresit CN 69 M self-leveling compound | kg | 1137.6
56 | Grinding of concrete surfaces | m2 | 63.2
57 | Dusting surfaces | m2 | 63.2
58 | Surface priming | m2 | 63.2
59 | Primer Ceresit ST-17 (or equivalent) | l | 12.64
60 | Arrangement of single-layer polymer-cement coatings | m2 | 63.2
61 | Sikafloor®-31 PurCem® (or equivalent) | kg | 63.2
Section 5. Other works
62 | Cleaning premises from garbage | t | 6.55
63 | Manual garbage loading | t | 6.55
64 | Garbage transportation up to 30 km | t | 6.55
Local estimate 02-01-02 for 02 Leisure room
Section 1. SLOPES
65 | Surface priming | m2 | 6.26
66 | Primer Ceresit ST-17 (or equivalent) | l | 1.25
67 | Repair of plaster of straight slopes inside a building on stone and concrete | m2 | 6.26
68 | Cement plaster | kg | 212.84
69 | Arrangement of a base for plaster from a mesh on brick and concrete surfaces | m2 | 6.26
70 | Puttying slopes | m2 | 6.26
71 | Primer Ceresit ST-17 (or equivalent) | l | 1.25
72 | Start Knauf putty (or equivalent) | kg | 11.268
73 | Add 1 mm of putty thickness changes to standards 15-182-1, 15-182-2 | m2 | 6.26
74 | Knauf Super Finish putty (or equivalent) | kg | 5.634
75 | Priming surfaces | m2 | 6.26
76 | Primer Ceresit ST-17 (or equivalent) | l | 1.252
77 | Improved painting of walls with polyvinyl acetate water-based emulsion mixtures over plaster | m2 | 6.26
78 | Interior latex acrylic paint Ceresit IN 56 (or equivalent) RAL according to project design | l | 1.565
Section 2. Walls
79 | Installation of sealing of communications entries into the premises | m | 2.4
80 | Silicone sealant (or equivalent) | pcs | 1.6
81 | Stitching and repair of seams of external walls of FBS | m seam | 17.8
82 | Sealant solution for filling joints TM Poliplast (or analogue) | kg | 35.6
83 | Surface priming | m2 | 30.36
84 | Primer Ceresit ST-17 (or equivalent) | l | 6.07
85 | Repair of plaster on interior walls on stone and concrete with cement mixture | m2 | 30.36
86 | Cement plaster | kg | 1032.24
87 | Arrangement of a base for plaster from a mesh on brick and concrete surfaces | m2 | 30.36
88 | Wall puttying | m2 | 30.36
89 | Primer Ceresit ST-17 (or equivalent) | l | 6.07
90 | Start Knauf putty (or equivalent) | kg | 54.648
91 | Add 1 mm of putty thickness changes to standards 15-182-1, 15-182-2 | m2 | 30.36
92 | Knauf Super Finish putty (or equivalent) | kg | 27.324
93 | Priming surfaces | m2 | 30.36
94 | Primer Ceresit ST-17 (or equivalent) | l | 6.072
95 | Improved painting of walls with polyvinyl acetate water-based emulsion mixtures over plaster | m2 | 30.36
96 | Interior latex acrylic paint Ceresit IN 56 (or equivalent) RAL according to project design | l | 7.59
Section 3. Ceilings
97 | Manual cleaning of interior ceiling surfaces | m2 | 8.93
98 | Coating and filling the seams of the ceiling panels with mortar from below | m seam | 12.03
99 | Puttying ceilings | m2 | 2
100 | Primer Ceresit ST-17 (or equivalent) | l | 0.4
101 | Start Knauf putty (or equivalent) | kg | 3.6
102 | Add 1 mm of putty thickness changes to standards 15-182-1, 15-182-2 | m2 | 2
103 | Knauf Super Finish putty (or equivalent) | kg | 1.8
104 | Priming surfaces | m2 | 8.93
105 | Primer Ceresit ST-17 (or equivalent) | l | 1.79
106 | Improved painting of ceilings over plaster with polyvinyl acetate water-based emulsion mixtures | m2 | 8.93
107 | Interior latex acrylic paint Ceresit IN 56 (or equivalent) RAL according to project design | l | 15.8
Section 4. Floors
108 | Installing skirting boards on screws | m | 12.64
109 | MDF skirting board | m | 12.7664
110 | Set of corners and connectors for skirting boards | kit | 2
111 | Dismantling cement floor coverings | m2 | 10.53
112 | Dismantling of concrete threshold | m3 | 0.168
113 | Soil development inside the building | m3 | 3.16
114 | Soil compaction with pneumatic rammers, soil group 1-2 | m3 | 2.106
115 | Installation of a 20 mm thick concrete screed with an area of over 20 m2 | m2 | 10.53
116 | For every 5 mm change in the thickness of the heavy concrete screed layer, add or remove (up to a thickness of 100 mm) | m2 | 10.53
117 | Grinding of concrete surfaces | m2 | 10.53
118 | Dusting surfaces | m2 | 10.53
119 | Surface priming | m2 | 10.53
120 | Primer Ceresit ST-17 (or equivalent) | l | 2.11
121 | Arrangement of single-layer polymer-cement coatings | m2 | 10.53
122 | Sikafloor®-31 PurCem® (or equivalent) | kg | 10.53
Section 5. Other works
123 | Cleaning premises from garbage | t | 1.94
124 | Manual garbage loading | t | 6.9944
125 | Soil transportation up to 30 km | t | 5.0544
126 | Garbage transportation up to 30 km | t | 1.94
Local estimate 02-01-03 for 03 Hall
Section 1. Openings. DOORS
127 | Dismantling door frames in stone walls with plaster peeling off in the slopes | pcs | 1
128 | Removing trims | m | 10.2
129 | Removing door panels | m2 | 1.89
130 | Filling doorways with ready-made door blocks with an area of up to 2 m2 made of metal-plastic in stone walls | m2 | 5.25
131 | Door blocks made of metal-plastic | m2 | 5.25
132 | Ceresit assembly foam (or equivalent) | pcs | 2.59
133 | Silicone sealant (or equivalent) | pcs | 0.34
Section 2. SLOPES
134 | Surface priming | m2 | 5.89
135 | Primer Ceresit ST-17 (or equivalent) | l | 1.18
136 | Repair of plaster of straight slopes inside a building on stone and concrete | m2 | 5.89
137 | Cement plaster | kg | 200.26
138 | Arrangement of a base for plaster from a mesh on brick and concrete surfaces | m2 | 5.89
139 | Puttying slopes | m2 | 5.89
140 | Primer Ceresit ST-17 (or equivalent) | l | 1.18
141 | Start Knauf putty (or equivalent) | kg | 10.602
142 | Add 1 mm of putty thickness changes to standards 15-182-1, 15-182-2 | m2 | 5.89
143 | Knauf Super Finish putty (or equivalent) | kg | 5.301
144 | Priming surfaces | m2 | 5.89
145 | Primer Ceresit ST-17 (or equivalent) | l | 1.178
146 | Improved painting of walls with polyvinyl acetate water-based emulsion mixtures over plaster | m2 | 5.89
147 | Interior latex acrylic paint Ceresit IN 56 (or equivalent) RAL according to project design | l | 1.4725
Section 3. Walls
148 | Stitching and repair of seams of external walls of FBS | m seam | 26.323
149 | Sealant solution for filling joints TM Poliplast (or analogue) | kg | 52.65
150 | Dismantling of brick partitions 120mm | m3 | 1.2324
151 | (Dismantling) jumpers | pcs | 4
152 | Masonry of individual sections of brick walls | m3 | 0.864
153 | Full-bodied ceramic brick | pcs | 346
154 | Anchoring masonry walls and other structures | t | 0.00444
155 | Anchor d10 L400 | pcs | 18
156 | Laying of jumpers weighing up to 0.3 t | pcs | 2
157 | Reinforced concrete jumpers, brand 1PB10-1, series 1.038.1-1, issue 1 | pcs | 2
158 | Surface priming | m2 | 52.56
159 | Fungicidal antifungal primer | l | 5.26
160 | Repair of plaster on interior walls on stone and concrete with cement mixture | m2 | 52.56
161 | Cement plaster | kg | 1787.04
162 | Arrangement of a base for plaster from a mesh on brick and concrete surfaces | m2 | 52.56
163 | Wall puttying | m2 | 20.14
164 | Primer Ceresit ST-17 (or equivalent) | l | 4.03
165 | Start Knauf putty (or equivalent) | kg | 36.252
166 | Add 1 mm of putty thickness changes to standards 15-182-1, 15-182-2 | m2 | 20.14
167 | Knauf Super Finish putty (or equivalent) | kg | 18.126
168 | Priming surfaces | m2 | 20.14
169 | Primer Ceresit ST-17 (or equivalent) | l | 4.028
170 | Improved painting of walls with polyvinyl acetate water-based emulsion mixtures over plaster | m2 | 20.14
171 | Interior latex acrylic paint Ceresit IN 56 (or equivalent) RAL according to project design | l | 5.035
Section 4. Ceilings
172 | Manual cleaning of interior ceiling surfaces | m2 | 17.75
173 | Coating and filling the seams of the ceiling panels with mortar from below | m seam | 9
174 | Puttying ceilings | m2 | 2.4
175 | Primer Ceresit ST-17 (or equivalent) | l | 0.48
176 | Start Knauf putty (or equivalent) | kg | 4.32
177 | Add 1 mm of putty thickness changes to standards 15-182-1, 15-182-2 | m2 | 2.4
178 | Knauf Super Finish putty (or equivalent) | kg | 2.16
179 | Priming surfaces | m2 | 7.6
180 | Primer Ceresit ST-17 (or equivalent) | l | 1.52
181 | Improved painting of ceilings over plaster with polyvinyl acetate water-based emulsion mixtures | m2 | 7.6
182 | Interior latex acrylic paint Ceresit IN 56 (or equivalent) RAL according to project design | l | 1.9
Section 5. Floors
183 | Dismantling skirting boards | m | 24.3
184 | Installing skirting boards on screws | m | 7.92
185 | MDF skirting board | m | 7.9992
186 | Set of corners and connectors for skirting boards | kit | 1
187 | Dismantling cement floor coverings | m2 | 17.75
188 | Soil development inside the building | m3 | 1.78
189 | Soil compaction with pneumatic rammers, soil group 1-2 | m3 | 3.55
190 | Installation of a 20 mm thick concrete screed with an area of over 20 m2 | m2 | 17.75
191 | For every 5 mm change in the thickness of the heavy concrete screed layer, add or remove (up to a thickness of 100 mm) | m2 | 17.75
192 | Grinding of concrete surfaces | m2 | 17.75
193 | Dusting surfaces | m2 | 17.75
194 | Surface priming | m2 | 17.75
195 | Primer Ceresit ST-17 (or equivalent) | l | 3.55
196 | Arrangement of single-layer polymer-cement coatings | m2 | 17.75
197 | Sikafloor®-31 PurCem® (or equivalent) | kg | 17.75
Section 6. Stairs
198 | Manual cleaning of interior surfaces of stairs | m2 | 0.99
199 | Installation of a 20 mm thick cement screed on a concrete base with an area of over 20 m2 | m2 | 0.99
200 | For every 5 mm change in the thickness of the cement screed layer, add or remove (up to a thickness of 30 mm) | m2 | 0.99
201 | Siltek F-20 mixture (or equivalent) | kg | 59.4
202 | Arrangement of self-leveling screeds from a cement mixture for non-deformable bases with a thickness of 5 mm | m2 | 0.99
203 | Add or exclude for every 1 mm of thickness of self-leveling screeds from a cement mixture for non-deformable bases (up to 10 mm thick) | m2 | 0.99
204 | Primer Ceresit ST-17 (or equivalent) | l | 0.2
205 | Ceresit CN 69 self-leveling compound (or equivalent) | kg | 17.82
206 | Grinding of concrete surfaces | m2 | 0.99
207 | Dusting surfaces | m2 | 0.99
208 | Surface priming | m2 | 0.99
209 | Primer Ceresit ST-17 (or equivalent) | l | 0.2
210 | Arrangement of single-layer polymer-cement coatings | m2 | 0.99
211 | Sikafloor®-31 PurCem® (or equivalent) | kg | 0.99
Section 7. Other works
212 | Cleaning premises from garbage | t | 3.83
213 | Manual garbage loading | t | 6.67
214 | Soil transportation up to 30 km | t | 2.84
215 | Garbage transportation up to 30 km | t | 3.83
Local estimate 02-01-04 for 04, 06 Bathroom hall, toilet
Section 1. Plumbing partitions
216 | Installation of MDF partition with door | m2 | 3.9
217 | Plumbing partitions included | m2 | 3.9
Section 2. Walls
218 | Surface priming | m2 | 30.03
219 | Primer Ceresit ST-17 (or equivalent) | l | 6.01
220 | Repair of plaster on interior walls on stone and concrete with cement mixture | m2 | 30.03
221 | Cement plaster | kg | 1021.02
222 | Arrangement of a base for plaster from a mesh on brick and concrete surfaces | m2 | 30.03
223 | Wall puttying | m2 | 30.03
224 | Primer Ceresit ST-17 (or equivalent) | l | 6.01
225 | Start Knauf putty (or equivalent) | kg | 54.054
226 | Add 1 mm of putty thickness changes to standards 15-182-1, 15-182-2 | m2 | 30.03
227 | Knauf Super Finish putty (or equivalent) | kg | 27.027
228 | Priming surfaces | m2 | 30.03
229 | Primer Ceresit ST-17 (or equivalent) | l | 6.006
230 | Improved painting of walls with polyvinyl acetate water-based emulsion mixtures over plaster | m2 | 30.03
231 | Interior latex acrylic paint Ceresit IN 56 (or equivalent) RAL according to project design | l | 7.5075
Section 3. Ceilings
232 | Manual cleaning of interior ceiling surfaces | m2 | 6.91
233 | Priming surfaces | m2 | 6.91
234 | Primer Ceresit ST-17 (or equivalent) | l | 1.38
235 | Improved painting of ceilings over plaster with polyvinyl acetate water-based emulsion mixtures | m2 | 6.91
236 | Interior latex acrylic paint Ceresit IN 56 (or equivalent) RAL according to project design | l | 1.7275
Section 4. Floors
237 | Installing a 100mm strip of polymer paint instead of a skirting board | m | 12.4
238 | Polymer paint | kg | 0.2976
Section 5. Other works
239 | Cleaning premises from garbage | t | 1.015
240 | Manual garbage loading | t | 1.015
241 | Garbage transportation up to 30 km | t | 1.015
Local estimate 02-01-05 for 05 Restroom
Section 1. Walls
242 | Surface priming | m2 | 15.51
243 | Primer Ceresit ST-17 (or equivalent) | l | 3.1
244 | Repair of plaster on interior walls on stone and concrete with cement mixture | m2 | 15.51
245 | Cement plaster | kg | 527.34
246 | Arrangement of a base for plaster from a mesh on brick and concrete surfaces | m2 | 15.51
247 | Wall puttying | m2 | 15.51
248 | Primer Ceresit ST-17 (or equivalent) | l | 3.1
249 | Start Knauf putty (or equivalent) | kg | 27.918
250 | Add 1 mm of putty thickness changes to standards 15-182-1, 15-182-2 | m2 | 15.51
251 | Knauf Super Finish putty (or equivalent) | kg | 13.959
252 | Priming surfaces | m2 | 15.51
253 | Primer Ceresit ST-17 (or equivalent) | l | 3.102
254 | Improved painting of walls with polyvinyl acetate water-based emulsion mixtures over plaster | m2 | 15.51
255 | Interior latex acrylic paint Ceresit IN 56 (or equivalent) RAL according to project design | l | 3.8775
Section 2. Ceilings
256 | Manual cleaning of interior ceiling surfaces | m2 | 2.73
257 | Priming surfaces | m2 | 2.73
258 | Primer Ceresit ST-17 (or equivalent) | l | 0.55
259 | Improved painting of ceilings over plaster with polyvinyl acetate water-based emulsion mixtures | m2 | 2.73
260 | Interior latex acrylic paint Ceresit IN 56 (or equivalent) RAL according to project design | l | 0.6825
Section 3. Floors
261 | Installing a 100mm strip of polymer paint instead of a skirting board | m | 6.35
262 | Polymer paint | kg | 0.1524
Section 4. Other works
263 | Cleaning premises from garbage | t | 0.525
264 | Manual garbage loading | t | 0.525
265 | Garbage transportation up to 30 km | t | 0.525
Local estimate 02-01-06 for Electrical work
266 | Dismantling of electrical wiring | m | 53.2
267 | (Dismantling) corrugations for electrical wiring on walls and columns [when working at a height of more than 2 to 8 m] | m | 53.2
268 | Dismantling of switches | pcs | 4
269 | Dismantling of sockets | pcs | 6
270 | Dismantling of lamps | pcs | 6
271 | Installation of PVC pipes for electrical wiring on walls and columns [when working at a height of more than 2 to 8 m] | m | 150
272 | Electrical wiring corrugation O 20 mm | m | 151.5
273 | Tightening the first wire with a cross section of more than 2.5 mm2 to 6 mm2 into the pipes | m | 90
274 | PVC wire 3x1.5 | m | 91.8
275 | Tightening the first wire with a cross section of more than 6 mm2 to 16 mm2 into the pipes | m | 60
276 | PVC wire 3x2.5 | m | 61.2
277 | Cable connection | pcs | 1
278 | HDMI 2.0 patch cord 5 m | pcs | 1
279 | Installation of non-recessed type switches with open wiring | pcs | 5
280 | Single-button switch | pcs | 5
281 | Installation box | pcs | 5
282 | Dowels 6x40 | pcs | 10
283 | Installation of non-recessed type switches with open wiring | pcs | 1
284 | Two-button switch | pcs | 1
285 | Installation box | pcs | 1
286 | Dowels 6x40 | pcs | 2
287 | Installation of non-recessed type sockets with open wiring | pcs | 14
288 | Double surface-mounted socket | pcs | 7
289 | Surface-mounted, moisture-proof socket | pcs | 3
290 | Overhead socket | pcs | 4
291 | Installation box | pcs | 14
292 | Dowels 6x40 | pcs | 28
293 | Installation of the SHMR cabinet | wardrobe | 1
294 | Distribution board for 12 modules (or equivalent) | pcs | 1
295 | Installation of 2- and 3-pole package switches and switches for current up to 25 A | pcs | 4
296 | Schneider Electric 10 A 1P circuit breaker (or equivalent) | pcs | 1
297 | Schneider Electric 16 A 1P circuit breaker (or equivalent) | pcs | 2
298 | Schneider Electric 40 A 3P circuit breaker (or equivalent) | pcs | 1
299 | Zero bus | pcs | 1
300 | Power supply installation | box | 3
301 | Power supplies (Customer supplied) | pcs | 3
302 | Light box installation | pcs | 2
303 | Light box card (Customer supplied) | pcs | 0
304 | Light box (Customer supplied) | pcs | 2
305 | Installation of square lamps | pcs | 14
306 | Lamp | pcs | 14
307 | Installation of spotlights | pcs | 1
308 | Spotlight | pcs | 1
309 | Installation of junction boxes | pcs | 13
310 | Distribution box | pcs | 13
311 | Cleaning premises from garbage | t | 1.44
312 | Manual garbage loading | t | 1.44
313 | Garbage transportation up to 30 km | t | 1.44
Local estimate 02-01-07 for PLUMBING WORKS
Section 1. Plumbing equipment
314 | Installing toilets with a directly connected cistern | kit | 1
315 | Compact toilet with polypropylene seat and connection kit | pcs | 1
316 | Corrugated pipe for toilet | pcs | 1
317 | Water hose 1/2 | pcs | 1
318 | Installation of a ceramic washbasin | kit | 1
319 | Ceramic washbasin | kit | 1
320 | Installing faucets | pcs | 1
321 | Washbasin mixers | kit | 1
322 | Siphon with water seal | kit | 1
323 | Installation of a handrail for the disabled | pcs | 2
324 | Folding wall-mounted handrail for the disabled with holder | pcs | 2
Section 2. Plumbing equipment
325 | Installing toilets with a directly connected cistern | kit | 1
326 | Compact toilet with polypropylene seat and connection kit | pcs | 1
327 | Corrugated pipe for toilet | pcs | 1
328 | Water hose 1/2 | pcs | 1
329 | Installation of a ceramic washbasin | kit | 2
330 | Ceramic washbasin | kit | 2
331 | Installing faucets | pcs | 2
332 | Washbasin mixers | kit | 2
333 | Siphon with water seal | kit | 2
Section 3. B1, T3 Cold and hot water supply
334 | (Dismantling) of a water supply pipeline made of galvanized steel water and gas pipes with a diameter of 25 mm | m | 35.3
335 | Laying water supply pipelines from polyethylene [polypropylene] pressure pipes with a diameter of 20 mm | m | 20
336 | Polypropylene pipes PPR d20x2.8; PN16 "Ekoplastik" (or equivalent) | m | 20.4
337 | Laying water supply pipelines from polyethylene [polypropylene] pressure pipes with a diameter of 25 mm | m | 32
338 | Polypropylene pipes PPR d25x3.4; PN16 "Ekoplastik" (or equivalent) | m | 32.64
339 | Fittings and connecting parts for water supply (set) | pcs | 4
340 | Pipeline insulation with foam rubber and polyethylene tubes | m | 22
341 | K-FLEX 09x022-10 PE tube (or equivalent) | m | 10.2
342 | K-FLEX 09x028-2 PE tube (or equivalent) | m | 12.24
343 | Glue K-Flex K 414 (or analogue) | kg | 0.35
344 | High-temperature aluminum adhesive tape HPX AL7550L 75 mm 50 m 30 microns | pcs | 0.6
345 | Installation of valves and taps with a diameter of up to 25 mm | pcs | 6
346 | Ball valve d15 "VALTEC"/Analog | pcs | 6
Section 4. K1 Sewerage
347 | (Dismantling) of sewage pipelines made of polyethylene pipes with a diameter of 50 mm | m | 19.06
348 | Laying sewer pipelines from polyethylene pipes with a diameter of 50 mm | m | 22
349 | Sewer pipe 50 mm Ostendorf (or equivalent) | m | 23.1
350 | (Dismantling) internal PVC sewerage O110 | m | 12.06
351 | Installation of internal PVC sewerage O110 | m | 12
352 | Sewer pipe 100 mm Ostendorf (or equivalent) | m | 12.6
353 | HTEM Tee DN 110/50 "OSTENDORF" (or equivalent) | pcs | 3
354 | HTEM Tee DN 50/50 "OSTENDORF" (or similar) | pcs | 5
355 | HTB Branch DN 50 "OSTENDORF" (or equivalent) | pcs | 10
356 | HTB Branch DN 110 "OSTENDORF" (or equivalent) | pcs | 2
357 | HTM Stopper DN 100 "OSTENDORF" (or similar) | pcs | 1
358 | HTM Stopper DN 50 "OSTENDORF" (or similar) | pcs | 3
359 | Installation of a Grundfos Sololift2 pump unit (or equivalent) | pump | 2
360 | Pumping unit Grundfos Sololift2 WC-3, N=0.7 kW (or equivalent) | pcs | 1
361 | Pumping unit Grundfos Sololift2 D-2, N=0.3 kW (or equivalent) | pcs | 1
362 | Laying water supply pipelines from polyethylene [polypropylene] pressure pipes with a diameter of 40 mm | m | 9
363 | PPR pipe SPK 40 x 6.7 mm PN20 (or similar) | m | 9.18
364 | Installation of valves, taps with a diameter of up to 32 mm | pcs | 4
365 | Ball valve d32 | pcs | 2
366 | Sewer check valve d32 | pcs | 2
Section 5. Heating
367 | (Dismantling) of heating pipelines made of seamless steel pipes with a diameter of 65 mm | m | 10.8
368 | Laying heating pipelines from seamless steel pipes with a diameter of 65 mm | m | 11.23
369 | Steel pipe 60mm | m | 11.4546
370 | Cleaning premises from garbage | t | 0.2
371 | Manual garbage loading | t | 0.2
372 | Garbage transportation up to 30 km | t | 0.2
Local estimate 02-01-08 for Ventilation
Section 1. Ventilation system P1
373 | Installation of duct fans | pcs | 1
374 | Duct fan (L=1000m3/h, P=400Pa); N=0.21 kW; n=2615 rpm; ~1f C-VENT-315 (or similar) | pcs | 1
375 | Setting filters | pcs | 1
376 | Duct filter for round ducts C-FKК-315 SSK TM (or analogue) | pcs | 1
377 | Installation of check valves with a diameter of up to 355 mm | valve | 1
378 | Air check valve for round ducts C-KOL- K-315 SSK TM (or analogue) | pcs | 1
379 | Quick-release mounting clamp C-MK-315 SSK TM (or equivalent) | pcs | 6
380 | Installing silencers for round ducts | pcs | 1
381 | Silencer for round ducts C-GKK-315-900 (or equivalent) | pcs | 1
382 | Installation of brackets for ventilation equipment | kg | 2
383 | C-KMV-315 SSK TM mounting bracket set (set) (or equivalent) | pcs | 1
384 | Installation of electric ducted air heaters | pcs | 1
385 | Electric duct air heater with built-in control system, power 15 kW C-EVN-K-S1-315-15 (or analogue) | pcs | 1
386 | Installation of non-adjustable louver grilles | play | 1
387 | Metal grilles, non-adjustable, RO-50-300x200 | pcs | 1
388 | Installation of adjustable louver grilles | play | 8
389 | Radial adjustable grilles RRD25 200x100 | pcs | 2
390 | Radial adjustable grilles RRD25 200x150 | pcs | 5
391 | Laying of air ducts with a perimeter of up to 600 mm made of sheet steel of class H [normal] with a thickness of 0.5 mm | m2 | 1.8
392 | Air ducts made of galvanized sheet steel, b=0.5mm 150x150 | mp | 3
393 | Laying of air ducts with a perimeter of up to 1000 mm made of sheet steel of class H [normal] with a thickness of 0.7 mm | m2 | 10
394 | Air ducts made of galvanized sheet steel, b=0.7mm 300x200 | mp | 10
395 | Rectangular butterfly valve DCP - 150x150(h) | pcs | 2
396 | 90° wedge made of galvanized sheet steel, b=0.7mm 300x200 | pcs | 3
397 | 45° wedge made of galvanized sheet steel, b=0.7mm 300x200 | pcs | 1
398 | Transition made of galvanized sheet steel, b=0.7mm 300x200/150x150 | pcs | 1
399 | Transition made of galvanized sheet steel, b=0.7mm d315/200x200 | pcs | 2
400 | Galvanized sheet steel plug, b=0.5mm 150x150 | pcs | 1
401 | Galvanized steel sheet cap, b=0.7mm 300x200 | pcs | 1
402 | Tee made of galvanized sheet steel, b=0.7mm 300x200/300x200/300x200 | pcs | 1
403 | Multi-circuit systems [cascade or other complex automatic control] multi-circuit with the number of adjustment parameters up to 5 | system | 1
Section 2. Ventilation system B1
404 | Installation of duct fans | pcs | 1
405 | Duct fan (L=1000m3/h, P=400Pa); N=0.21 kW; n=2615 rpm; ~1f C-VENT-315 (or similar) | pcs | 1
406 | Setting filters | pcs | 1
407 | Duct filter for round ducts C-FKК-315 SSK TM (or analogue) | pcs | 1
408 | Installation of check valves with a diameter of up to 355 mm | valve | 1
409 | Air check valve for round ducts C-KOL- K-315 SSK TM (or analogue) | pcs | 1
410 | Quick-release mounting clamp C-MK-315 SSK TM (or equivalent) | pcs | 6
411 | Installing silencers for round ducts | pcs | 1
412 | Silencer for round ducts C-GKK-315-900 (or equivalent) | pcs | 1
413 | Installation of brackets for ventilation equipment | kg | 2
414 | C-KMV-315 SSK TM mounting bracket set (set) (or equivalent) | pcs | 1
415 | Installation of non-adjustable louver grilles | play | 1
416 | Metal grilles, non-adjustable, RO-50-300x200 | pcs | 1
417 | Installation of adjustable louver grilles | play | 8
418 | Radial adjustable grilles RRD25 200x100 | pcs | 2
419 | Radial adjustable grilles RRD25 200x150 | pcs | 5
420 | Laying of air ducts with a perimeter of up to 600 mm made of sheet steel of class H [normal] with a thickness of 0.5 mm | m2 | 6
421 | Air ducts made of galvanized sheet steel, b=0.5mm 150x150 | mp | 10
422 | Laying of air ducts with a perimeter of up to 1000 mm made of sheet steel of class H [normal] with a thickness of 0.7 mm | m2 | 10
423 | Air ducts made of galvanized sheet steel, b=0.7mm 300x200 | mp | 10
424 | Rectangular butterfly valve DCP - 150x150(h) | pcs | 2
425 | 90° wedge made of galvanized sheet steel, b=0.5mm 150x150 | pcs | 2
426 | 90° wedge made of galvanized sheet steel, b=0.7mm 300x200 | pcs | 3
427 | 45° wedge made of galvanized sheet steel, b=0.7mm 300x200 | pcs | 1
428 | Transition made of galvanized sheet steel, b=0.7mm 300x200/150x150 | pcs | 1
429 | Transition made of galvanized sheet steel, b=0.7mm d315/200x200 | pcs | 2
430 | Galvanized sheet steel plug, b=0.5mm 150x150 | pcs | 1
431 | Galvanized steel sheet cap, b=0.7mm 300x200 | pcs | 1
432 | Tee made of galvanized sheet steel, b=0.7mm 300x200/300x200/300x200 | pcs | 1
433 | Multi-circuit systems [cascade or other complex automatic control] multi-circuit with the number of adjustment parameters up to 5 | system | 1
Section 3. Ventilation system B2
434 | Installation of duct fans | pcs | 1
435 | Duct fan (L=100m3/h, P=300Pa); N=0.08kW; n=2600 rpm; ~1ph, C-VENT-125 (or similar) | pcs | 1
436 | Setting filters | pcs | 1
437 | Duct filter for round ducts C-FKК-125 SSK TM (or analogue) | pcs | 1
438 | Installation of check valves with a diameter of up to 355 mm | valve | 1
439 | Air check valve for round ducts C-KOL- K-125 SSK TM (or equivalent) | pcs | 1
440 | Quick-release mounting clamp C-MK-125 SSK TM (or equivalent) | pcs | 5
441 | Installing silencers for round ducts | pcs | 1
442 | Silencer for round ducts C-GKK-125-900 (or equivalent) | pcs | 1
443 | Installation of brackets for ventilation equipment | kg | 2
444 | C-KMV-125 SSK TM mounting bracket set (set) (or equivalent) | pcs | 1
445 | Installation of non-adjustable louver grilles | play | 3
446 | Metal grilles, non-adjustable 125 | pcs | 3
447 | Laying of air ducts with a diameter of up to 200 mm made of sheet steel of class H [normal] with a thickness of 0.5 mm | m2 | 3.925
448 | Air ducts made of galvanized sheet steel, b=0.5mm d125mm | mp | 10
449 | 90° wedge made of galvanized sheet steel, b=0.5mm d125 | pcs | 3
450 | 45° wedge made of galvanized sheet steel, b=0.5mm d125 | pcs | 1
451 | Tee made of galvanized sheet steel, b=0.5mm d125/d125/d125 | pcs | 1
452 | Multi-circuit systems [cascade or other complex automatic control] multi-circuit with the number of adjustment parameters up to 5 | system | 1
Notes:
1. | The execution of the work begins with the approval of the list of documents with the Customer and the Technical Supervision Engineer to prepare a complete package of documents for the acts of the performed work (executive documentation).
2. | Plastering and painting work must be carried out in accordance with technical and regulatory documentation.
3 | Painting of interior surfaces of walls and ceilings is performed with water-based paints with increased resistance of the coating to abrasion and treatment with detergents.
4 | The volumes of laying engineering communications (length of mains, diameters, etc.) are specified at the site of work (on site) with the preparation of the relevant executive documents (schemes).
5 | Transit of communications passing through walls and ceilings must be carried out in accordance with regulatory documents (sleeves, fire protection sleeves, etc.).

## Додаток 3_Укр._Полтавська облас
Додаток 3: Перелік робіт по поточному ремонту освітнього центру в Опорному закладі Гребінківська загальноосвітня школа I-III ступенів №4 Гребінківської міської ради Полтавської області за адресою: 37400, Україна, Полтавська область, р-н Лубенський, ттг Гребінківська, м. Гребінка, вул. Магістральна, 120
Об'єми робіт
№ Ч.ч. | Найменування робіт і витрат | Одиниця виміру | Кількість | Варт.од. (UAH) | Заг.варт. (UAH)
Локальний кошторис 02-01-01 на Хаб 74,3 м254,8 м2
Роздiл 1. Прорізи. ДВЕРІ
1 | Демонтаж дверних коробок в кам'яних стінах з відбиванням штукатурки в укосах | шт | 2
2 | Знімання наличників | м | 16.4
3 | Знімання дверних полотен | м2 | 4.2
4 | Заповнення дверних прорізів готовими дверними блоками площею понад 2 до 3 м2 з металопластику у кам'яних стінах | м2 | 4.2
5 | Дверні блоки з металопластику | м2 | 4.2
6 | Піна монтажна Ceresit (або аналог) | шт | 1.71
7 | Герметик силіконовий (або аналог) | шт | 0.27
Роздiл 2. ВІДКОСИ
8 | Ремонт штукатурки прямолінійних укосів всередині будівлі по каменю та бетону | м2 | 4.99
9 | Штукатурка цементна | кг | 169.66
10 | Улаштування основи під штукатурку з сітки по цегляних та бетонних поверхнях | м2 | 4.99
11 | Шпаклювання відкосів | м2 | 4.99
12 | Грунтовка Ceresit СТ-17 (або аналог) | л | 1
13 | Шпаклівка Start Knauf (або аналог) | кг | 8.982
14 | Додавати на 1 мм зміни товщини шпаклівки до норм 15- 182-1, 15-182-2 | м2 | 4.99
15 | Шпаклівка Knauf Super Finish (або аналог) | кг | 4.491
16 | Поліпшене фарбування полівінілацетатними водоемульсійними сумішами стін по штукатурці | м2 | 4.99
17 | Грунтовка Ceresit СТ-17 (або аналог) | л | 0.998
18 | Фарба інтер'єрна латексна акрилова Ceresit IN 56 (або аналог) RAL згідно дизайн проекту | л | 1.2475
Роздiл 3. Стіни
19 | Розшивання та ремонт швів зовнішніх стін ФБС | м шва | 46
20 | Розчин герметичний для заповнення швів ТМ Поліпласт (або аналог) | кг | 92
21 | Грунтовка поверхонь | м2 | 83.92
22 | Грунтовка Ceresit СТ-17 (або аналог) | л | 16.78
23 | Ремонт штукатурки внутрішніх стін по каменю та бетону цементною сумішшю | м2 | 83.92
24 | Штукатурка цементна | кг | 2853.28
25 | Улаштування основи під штукатурку з сітки по цегляних та бетонних поверхнях | м2 | 83.92
26 | Шпаклювання стін | м2 | 83.92
27 | Грунтовка Ceresit СТ-17 (або аналог) | л | 16.78
28 | Шпаклівка Start Knauf (або аналог) | кг | 151.056
29 | Додавати на 1 мм зміни товщини шпаклівки до норм 15- 182-1, 15-182-2 | м2 | 83.92
30 | Шпаклівка Knauf Super Finish (або аналог) | кг | 75.528
31 | Грунтування поверхонь | м2 | 83.92
32 | Грунтовка Ceresit СТ-17 (або аналог) | л | 16.784
33 | Поліпшене фарбування полівінілацетатними водоемульсійними сумішами стін по штукатурці | м2 | 83.92
34 | Фарба інтер'єрна латексна акрилова Ceresit IN 56 (або аналог) RAL згідно дизайн проекту | л | 20.98
Роздiл 4. Стелі
35 | Очищення вручну внутрішніх поверхонь стель | м2 | 74.32
36 | Промазування і розшивання швів панелей перекриття розчином знизу | м шва | 83.58
37 | Поліпшене фарбування полівінілацетатними водоемульсійними сумішами стель по штукатурці | м2 | 74.32
38 | Грунтовка Ceresit СТ-17 (або аналог) | л | 14.86
39 | Фарба інтер'єрна латексна акрилова Ceresit IN 56 (або аналог) RAL згідно дизайн проекту | л | 18.58
Роздiл 5. Підлоги
40 | Розбирання цементних плінтусів | м | 36.9
41 | Улаштування плінтусів МДФ | м | 36.9
42 | Плінтус МДФ | м | 37.269
43 | Комплект куточків та з*єднувачів для плінтуса | комплект | 4
44 | Локальне очищення підлоги від фарби | м2 | 11
Роздiл 6. Інші роботи
45 | Очищення приміщень від сміття | т | 3.511
46 | Навантаження сміття вручну | т | 3.511
47 | Перевезення сміття до 30 км | т | 3.511
Локальний кошторис 02-01-02 на Вбиральня 02, 03
Роздiл 1. Прорізи. ДВЕРІ
48 | Демонтаж дверних коробок в кам'яних стінах з відбиванням штукатурки в укосах | шт | 1
49 | Знімання наличників | м | 7.8
50 | Знімання дверних полотен | м2 | 1.89
51 | Заповнення дверних прорізів готовими дверними блоками площею до 2 м2 з металопластику у кам'яних стінах | м2 | 1.89
52 | Дверні блоки з металопластику | м2 | 1.89
53 | Піна монтажна Ceresit (або аналог) | шт | 0.93
54 | Герметик силіконовий (або аналог) | шт | 0.12
Роздiл 2. ПЕРЕГОРОДКИ
55 | Монтаж МДФ перегородки з дверима | м2 | 6.1
56 | Сантехнічні перегородки у комплекті | м2 | 6.1
Роздiл 3. ВІДКОСИ
57 | Ремонт штукатурки прямолінійних укосів всередині будівлі по каменю та бетону | м2 | 1.275
58 | Штукатурка цементна | кг | 43.35
59 | Улаштування основи під штукатурку з сітки по цегляних та бетонних поверхнях | м2 | 1.275
60 | Шпаклювання відкосів | м2 | 1.275
61 | Грунтовка Ceresit СТ-17 (або аналог) | л | 0.26
62 | Шпаклівка Start Knauf (або аналог) | кг | 2.295
63 | Додавати на 1 мм зміни товщини шпаклівки до норм 15- 182-1, 15-182-2 | м2 | 1.275
64 | Шпаклівка Knauf Super Finish (або аналог) | кг | 1.1475
65 | Поліпшене фарбування полівінілацетатними водоемульсійними сумішами стін по штукатурці | м2 | 1.275
66 | Грунтовка Ceresit СТ-17 (або аналог) | л | 0.255
67 | Фарба інтер'єрна латексна акрилова Ceresit IN 56 (або аналог) RAL згідно дизайн проекту | л | 0.31875
Роздiл 4. Стіни
68 | Грунтовка поверхонь | м2 | 20.61
69 | Грунтовка Ceresit СТ-17 (або аналог) | л | 4.12
70 | Ремонт штукатурки внутрішніх стін по каменю та бетону цементною сумішшю | м2 | 20.61
71 | Штукатурка цементна | кг | 700.74
72 | Улаштування основи під штукатурку з сітки по цегляних та бетонних поверхнях | м2 | 20.61
73 | Шпаклювання стін | м2 | 20.61
74 | Грунтовка Ceresit СТ-17 (або аналог) | л | 4.12
75 | Шпаклівка Start Knauf (або аналог) | кг | 37.098
76 | Додавати на 1 мм зміни товщини шпаклівки до норм 15- 182-1, 15-182-2 | м2 | 20.61
77 | Шпаклівка Knauf Super Finish (або аналог) | кг | 18.549
78 | Поліпшене фарбування полівінілацетатними водоемульсійними сумішами стін по штукатурці | м2 | 20.61
79 | Грунтовка Ceresit СТ-17 (або аналог) | л | 4.122
80 | Фарба інтер'єрна латексна акрилова Ceresit IN 56 (або аналог) RAL згідно дизайн проекту | л | 5.1525
Роздiл 5. Стелі
81 | Очищення вручну внутрішніх поверхонь стель | м2 | 4.94
82 | Промазування і розшивання швів панелей перекриття розчином знизу | м шва | 5
83 | Поліпшене фарбування полівінілацетатними водоемульсійними сумішами стель по штукатурці | м2 | 4.94
84 | Грунтовка Ceresit СТ-17 (або аналог) | л | 0.99
85 | Фарба інтер'єрна латексна акрилова Ceresit IN 56 (або аналог) RAL згідно дизайн проекту | л | 1.235
Роздiл 6. Підлоги
86 | Розбирання цементних плінтусів | м | 9
87 | Розбирання цементних покриттів підлог | м2 | 4.94
88 | Улаштування стяжок самовирівнювальних з суміші цементної для недеформівниїх основ товщиною 5 мм | м2 | 4.94
89 | Додавати або виключати на кожний 1 мм товщини стяжок самовирівнювальних з суміші цементної для недеформівниїх основ (до товщини 10мм) | м2 | 4.94
90 | Грунтовка Ceresit СТ-17 (або аналог) | л | 0.99
91 | Самовирівнювальна суміш Ceresit CN 69 (або аналог) | кг | 88.92
92 | Улаштування покриттів з керамічних плиток на розчині із сухої клеючої суміші, кількість плиток в 1 м2 понад 7 до 12 шт | м2 | 4.94
93 | Плитка керамічна (середнього сегменту) | м2 | 5.04
94 | Грунтовка Ceresit СТ-17 (або аналог) | л | 0.988
95 | Клей для плитки Ceresit CM 11 (або аналог) | кг | 25.69
96 | Хрестики для плитки | шт | 36
97 | Фуга Ceresit CE 33 (або аналог) | кг | 2.24
98 | Улаштування плінтусів з керамічних плиток на розчині із сухої клеючої суміші | м2 | 0.9
99 | Плитка керамічна (середнього сегменту) | м2 | 0.92
100 | Грунтовка Ceresit СТ-17 (або аналог) | л | 0.18
101 | Клей для плитки Ceresit CM 11 (або аналог) | кг | 4.68
102 | Хрестики для плитки | шт | 6
103 | Фуга Ceresit CE 33 (або аналог) | кг | 0.41
Роздiл 7. Інші роботи
104 | Очищення приміщень від сміття | т | 1.15
105 | Навантаження сміття вручну | т | 1.15
106 | Перевезення сміття до 30 км | т | 1.15
Локальний кошторис 02-01-03 на Вбиральня 04
Роздiл 1. Прорізи. ДВЕРІ
107 | Демонтаж дверних коробок в кам'яних стінах з відбиванням штукатурки в укосах | шт | 1
108 | Знімання наличників | м | 7.8
109 | Знімання дверних полотен | м2 | 1.89
110 | Заповнення дверних прорізів готовими дверними блоками площею понад 2 до 3 м2 з металопластику у кам'яних стінах | м2 | 2.1
111 | Дверні блоки з металопластику | м2 | 2.1
112 | Піна монтажна Ceresit (або аналог) | шт | 0.86
113 | Герметик силіконовий (або аналог) | шт | 0.14
Роздiл 2. ВІДКОСИ
114 | Шпаклювання відкосів | м2 | 1.325
115 | Грунтовка Ceresit СТ-17 (або аналог) | л | 0.27
116 | Шпаклівка Start Knauf (або аналог) | кг | 2.385
117 | Додавати на 1 мм зміни товщини шпаклівки до норм 15- 182-1, 15-182-2 | м2 | 1.325
118 | Шпаклівка Knauf Super Finish (або аналог) | кг | 1.1925
119 | Поліпшене фарбування полівінілацетатними водоемульсійними сумішами стін по штукатурці | м2 | 1.325
120 | Грунтовка Ceresit СТ-17 (або аналог) | л | 0.265
121 | Фарба інтер'єрна латексна акрилова Ceresit IN 56 (або аналог) RAL згідно дизайн проекту | л | 0.33125
Роздiл 3. Стіни
122 | Розщирення дверного прорізу на 150 мм з посиленням 0, 9*2,1 | м3 | 0.08
123 | Грунтовка поверхонь | м2 | 20.21
124 | Грунтовка Ceresit СТ-17 (або аналог) | л | 4.04
125 | Ремонт штукатурки внутрішніх стін по каменю та бетону цементною сумішшю | м2 | 20.21
126 | Штукатурка цементна | кг | 687.14
127 | Улаштування основи під штукатурку з сітки по цегляних та бетонних поверхнях | м2 | 20.21
128 | Шпаклювання стін | м2 | 20.21
129 | Грунтовка Ceresit СТ-17 (або аналог) | л | 4.04
130 | Шпаклівка Start Knauf (або аналог) | кг | 36.378
131 | Додавати на 1 мм зміни товщини шпаклівки до норм 15- 182-1, 15-182-2 | м2 | 20.21
132 | Шпаклівка Knauf Super Finish (або аналог) | кг | 18.189
133 | Поліпшене фарбування полівінілацетатними водоемульсійними сумішами стін по штукатурці | м2 | 20.21
134 | Грунтовка Ceresit СТ-17 (або аналог) | л | 4.042
135 | Фарба інтер'єрна латексна акрилова Ceresit IN 56 (або аналог) RAL згідно дизайн проекту | л | 5.0525
Роздiл 4. Стелі
136 | Очищення вручну внутрішніх поверхонь стель | м2 | 4.73
137 | Промазування і розшивання швів панелей перекриття розчином знизу | м шва | 5
138 | Поліпшене фарбування полівінілацетатними водоемульсійними сумішами стель по штукатурці | м2 | 4.73
139 | Грунтовка Ceresit СТ-17 (або аналог) | л | 0.95
140 | Фарба інтер'єрна латексна акрилова Ceresit IN 56 (або аналог) RAL згідно дизайн проекту | л | 1.1825
Роздiл 5. Підлоги
141 | Розбирання цементних плінтусів | м | 9
142 | Розбирання цементних покриттів підлог | м2 | 4.73
143 | Улаштування стяжок самовирівнювальних з суміші цементної для недеформівниїх основ товщиною 5 мм | м2 | 4.73
144 | Додавати або виключати на кожний 1 мм товщини стяжок самовирівнювальних з суміші цементної для недеформівниїх основ (до товщини 10мм) | м2 | 4.73
145 | Грунтовка Ceresit СТ-17 (або аналог) | л | 0.95
146 | Самовирівнювальна суміш Ceresit CN 69 (або аналог) | кг | 85.14
147 | Улаштування покриттів з керамічних плиток на розчині із сухої клеючої суміші, кількість плиток в 1 м2 понад 7 до 12 шт | м2 | 4.73
148 | Плитка керамічна (середнього сегменту) | м2 | 4.82
149 | Грунтовка Ceresit СТ-17 (або аналог) | л | 0.946
150 | Клей для плитки Ceresit CM 11 (або аналог) | кг | 24.6
151 | Хрестики для плитки | шт | 34
152 | Фуга Ceresit CE 33 (або аналог) | кг | 2.14
153 | Улаштування плінтусів з керамічних плиток на розчині із сухої клеючої суміші | м2 | 0.9
154 | Плитка керамічна (середнього сегменту) | м2 | 0.92
155 | Грунтовка Ceresit СТ-17 (або аналог) | л | 0.18
156 | Клей для плитки Ceresit CM 11 (або аналог) | кг | 4.68
157 | Хрестики для плитки | шт | 6
158 | Фуга Ceresit CE 33 (або аналог) | кг | 0.41
Роздiл 6. Інші роботи
159 | Очищення приміщень від сміття | т | 1.16
160 | Навантаження сміття вручну | т | 1.16
161 | Перевезення сміття до 30 км | т | 1.16
Локальний кошторис 02-01-04 на Електромонтажні роботи
162 | Демонтаж електропроводки | м | 142
163 | Демонтаж вимикачів | шт | 4
164 | Демонтаж розеток | шт | 14
165 | Демонтаж світильників | шт | 12
166 | Монтаж пвх труб для електропроводки по стінах і колонах [при роботi на висотi понад 2 до 8 м] | м | 200
167 | Гофра електропроводки O 20 мм | м | 202
168 | Затягування першого проводу перерізом понад 2,5 мм2 до 6 мм2 в труби | м | 111
169 | Кабель шввп 3х1.5 | м | 113.22
170 | Затягування першого проводу перерізом понад 6 мм2 до 16 мм2 в труби | м | 72
171 | Кабель шввп 3х2.5 | м | 73.44
172 | Вмикання кабелю | шт | 7
173 | HDMI 2.0 патч-корд 5м | шт | 7
174 | Установлення вимикачів неутопленого типу при відкритій проводці | шт | 4
175 | Вимикач одноклавішний | шт | 4
176 | Коробка установча | шт | 4
177 | Дюбелі 6х40 | шт | 8
178 | Установлення вимикачів неутопленого типу при відкритій проводці | шт | 1
179 | Вимикач двоклавішний | шт | 1
180 | Коробка установча | шт | 1
181 | Дюбелі 6х40 | шт | 2
182 | Установлення штепсельних розеток неутопленого типу при відкритій проводці | шт | 16
183 | Розетка накладна подвійна | шт | 9
184 | Розетка накладна вологозахищена | шт | 3
185 | Розетка накладна | шт | 4
186 | Коробка установча | шт | 16
187 | Дюбелі 6х40 | шт | 32
188 | Монтаж шафи ШМР | шафа | 1
189 | Розподільний щит на 12 модулів (або аналог) | шт | 1
190 | Установлення вимикачів та перемикачів пакетних 2-х і 3- х полюсних на струм до 25 А | шт | 4
191 | Автоматичний вимикач Schneider Electric 10 A 1P (або аналог) | шт | 1
192 | Автоматичний вимикач Schneider Electric 16 A 1P (або аналог) | шт | 2
193 | Автоматичний вимикач Schneider Electric 40 A 3P (або аналог) | шт | 1
194 | Монтаж блока живлення | ящик | 3
195 | Блоки живлення (поставка Замовника) | шт | 3
196 | Установка лайт бокса | шт | 2
197 | Лайт бокс карта (поставка Замовника) | шт | 0
198 | Лайт бокс (поставка Замовника) | шт | 2
199 | Монтаж світильників квадратів | шт | 11
200 | Світильник | шт | 11
201 | Монтаж світильників точкових | шт | 2
202 | Світильник точковий | шт | 2
203 | Установлення розподільних коробок | шт | 10
204 | Коробка розподільча | шт | 10
205 | Очищення приміщень від сміття | т | 1
206 | Навантаження сміття вручну | т | 1
207 | Перевезення сміття до 30 км | т | 1
Локальний кошторис 02-01-05 на САНТЕХНІЧНІ РОБОТИ
Роздiл 1. Демонтажні роботи
208 | Демонтаж унітазів зі змивними бачками | к-т | 4
209 | Демонтаж раковин [умивальників] | к-т | 2
210 | Демонтаж змішувачів | шт | 2
211 | Знімання сифонів | шт | 2
212 | Демонтаж тумб під мийками | шт | 2
Роздiл 2. Сантех обладнання
213 | Установлення унітазів з безпосередньо приєднаним бачком | к-т | 3
214 | Унітаз типу “Компакт” з поліпропіленовим сидінням та комплектом підключення | шт | 3
215 | Труба гофрована для унітазу | шт | 3
216 | Шланг д/води 1/2 | шт | 3
217 | Монтаж умивальника керамічного | к-т | 3
218 | Умивальник керамічний | комплект | 3
219 | Установлення змішувачів | шт | 3
220 | Змішувачі для умивальника | комплект | 3
221 | Сифон з гідрозатвором | комплект | 3
222 | Монтаж поручня для інвалідів | шт | 2
223 | Поручень для інвалідів відкидний настінний з тримачем | шт | 2
Роздiл 3. В1, Т3 Холодне і горяче водопостачання
224 | (Демонтаж) трубопроводу водопостачання з труб сталевих водогазопровідних оцинкованих діаметром 20 мм | м | 23.7
225 | Прокладання трубопроводів водопостачання з труб поліетиленових [поліпропіленових] напірних діаметром 20 мм | м | 10
226 | Поліпропіленові труби PPR д20x2.8; PN16 "Ekoplastik" (або аналог) | м | 10.2
227 | Прокладання трубопроводів водопостачання з труб поліетиленових [поліпропіленових] напірних діаметром 25 мм | м | 3
228 | Поліпропіленові труби PPR д25x3,5; PN16 "Ekoplastik" (або аналог) | м | 3.06
229 | Фасонні та з'єднувальні частини до водопроводу (комплект) | шт | 1
230 | Ізоляція трубопроводів трубками зі спіненого каучуку, поліетилену | м | 7
231 | Трубка K-FLEX 09x022-10 PE (або аналог) | м | 5.1
232 | Трубка K-FLEX 09x028-2 PE (або аналог) | м | 2.04
233 | Клей K-Flex К 414 (або аналог) | кг | 0.11
234 | Клейка стрічка алюмінієва високотемпературна HPX AL7550L 75 мм 50 м 30 мкм (або аналог) | шт | 0.2
235 | Установлення клапанів, кранів діаметром до 25 мм | шт | 4
236 | Кран кульовий д15 "VALTEC"/Аналог | шт | 3
237 | Кран кульовий д20 "VALTEC"/Аналог | шт | 1
238 | Установлення водонагрівників проточних | прилад | 3
239 | Електроводонагрівач проточний Electrolux Taptronic S, N=3,3кВт (або аналог) | шт | 3
Роздiл 4. К1 Канализація
240 | (Демонтаж) трубопроводів каналізації з поліетиленових труб діаметром 50 мм | м | 32.5
241 | Прокладання трубопроводів каналізації з поліетиленових труб діаметром 50 мм | м | 18
242 | Труба каналізаційна 50 мм Ostendorf (або аналог) | м | 18.9
243 | (Демонтаж) каналізації внутрішньої ПВХ O110 | м | 7.5
244 | Монтаж каналізації внутрішньої ПВХ O110 | м | 22
245 | Труба каналізаційна 100 мм Ostendorf (або аналог) | м | 23.1
246 | HTEM Трійник DN 110/110 "OSTENDORF" (або аналог) | шт | 5
247 | HTEM Трійник DN 110/50 "OSTENDORF" (або аналог) | шт | 6
248 | HTB Відведення DN 50 "OSTENDORF" (або аналог) | шт | 8
249 | HTB Відведення DN 110 "OSTENDORF" (або аналог) | шт | 6
250 | HTМ Заглушка DN 100 "OSTENDORF" (або аналог) | шт | 2
251 | HTМ Ревізія DN 110 "OSTENDORF" (або аналог) | шт | 2
Роздiл 5. Інші роботи
252 | Очищення приміщень від сміття | т | 0.2
253 | Навантаження сміття вручну | т | 0.2
254 | Перевезення сміття до 30 км | т | 0.2
Локальний кошторис 02-01-06 на Вентиляція
Роздiл 1. Демонтажні роботи
255 | (Демонтаж) вентиляційних коробів | м | 15.2
Роздiл 2. Вентсистема П1
256 | Установлення решіток жалюзійних регульованих | грата | 10
257 | Решітки радіальні регульовані RRD25-300х150 | шт | 10
258 | Прокладання повітроводів периметром від 1100 мм до 1600 мм з листової сталі класу Н [нормальна] товщиною 0,7 мм | м2 | 15.6
259 | Повітроводи з листової оцинкованої сталі, б=0,7мм 400х200 | мп | 13
260 | Дросель-клапан прямокутного перетину ДКП-400х200 | шт | 2
261 | Системи багатоконтурні [каскадні або інші складні автоматичного регулювання] багатоконтурні з числом параметрів настроювання до 5 | система | 1
Примітки:
| 1. |  | Виконання робіт починається з погодження переліку документів з Замовником та Інженером технічного нагляду для оформлення повного пакету документів під акти виконаних робіт (виконавча документація).
| 2. |  | Штукатурні, малярні роботи виконувати у відповідності до технічної та нормативної документації.
| 3. |  | Фарбування внутрішніх поверхонь стін та стель виконується водоемульсійними фарбами з підвищеною стійкістю покриття до стирання та обробки миючими засобами.
| 4. |  | Обсяги з прокладання інженерних комунікацій (довжина магістралей, діаметри тощо) уточнюються на місці виконання робіт (за фактом) з оформленням відповідних виконавчих документів (схем).
| 5. |  | Транзит комунікацій які проходять наскрізь стін та перекритті необхідно виконувати відповідно до нормативних документів (гільзи, протипожежні манжети тощо).

## Appendix 3_Eng._Poltava region
Appendix 3: List of works on the current repair of the educational center at the Supporting Institution Hrebinkivska Secondary School of I-III Grades No. 4 of the Hrebinkivska City Council of Poltava Region at the address: 37400, Ukraine, Poltava Region, Lubensky District, Hrebinkivska Urban Settlement, Hrebinka, Magistralna St., 120
Scope of work
No. Part No. | Name of work and costs | Unit of measurement | Number | Unit price (UAH) | Total cost (UAH)
Local estimate 02-01-01 for Hub 74.3 m254.8 m2
Section 1. Openings. DOORS
1 | Dismantling door frames in stone walls with plaster peeling off in the slopes | pcs | 2
2 | Removing trims | m | 16.4
3 | Removing door panels | m2 | 4.2
4 | Filling doorways with ready-made door blocks with an area of over 2 to 3 m2 made of metal-plastic in stone walls | m2 | 4.2
5 | Door blocks made of metal-plastic | m2 | 4.2
6 | Ceresit assembly foam (or equivalent) | pcs | 1.71
7 | Silicone sealant (or equivalent) | pcs | 0.27
Section 2. SLOPES
8 | Repair of plaster of straight slopes inside a building on stone and concrete | m2 | 4.99
9 | Cement plaster | kg | 169.66
10 | Arrangement of a base for plaster from a mesh on brick and concrete surfaces | m2 | 4.99
11 | Puttying slopes | m2 | 4.99
12 | Primer Ceresit ST-17 (or equivalent) | l | 1
13 | Start Knauf putty (or equivalent) | kg | 8.982
14 | Add 1 mm of putty thickness changes to standards 15-182-1, 15-182-2 | m2 | 4.99
15 | Knauf Super Finish putty (or equivalent) | kg | 4.491
16 | Improved painting of walls with polyvinyl acetate water-based emulsion mixtures over plaster | m2 | 4.99
17 | Primer Ceresit ST-17 (or equivalent) | l | 0.998
18 | Interior latex acrylic paint Ceresit IN 56 (or equivalent) RAL according to project design | l | 1.2475
Section 3. Walls
19 | Stitching and repair of seams of external walls of FBS | m seam | 46
20 | Sealant solution for filling joints TM Poliplast (or analogue) | kg | 92
21 | Surface priming | m2 | 83.92
22 | Primer Ceresit ST-17 (or equivalent) | l | 16.78
23 | Repair of plaster on interior walls on stone and concrete with cement mixture | m2 | 83.92
24 | Cement plaster | kg | 2853.28
25 | Arrangement of a base for plaster from a mesh on brick and concrete surfaces | m2 | 83.92
26 | Wall puttying | m2 | 83.92
27 | Primer Ceresit ST-17 (or equivalent) | l | 16.78
28 | Start Knauf putty (or equivalent) | kg | 151.056
29 | Add 1 mm of putty thickness changes to standards 15-182-1, 15-182-2 | m2 | 83.92
30 | Knauf Super Finish putty (or equivalent) | kg | 75.528
31 | Priming surfaces | m2 | 83.92
32 | Primer Ceresit ST-17 (or equivalent) | l | 16.784
33 | Improved painting of walls with polyvinyl acetate water-based emulsion mixtures over plaster | m2 | 83.92
34 | Interior latex acrylic paint Ceresit IN 56 (or equivalent) RAL according to project design | l | 20.98
Section 4. Ceilings
35 | Manual cleaning of interior ceiling surfaces | m2 | 74.32
36 | Coating and filling the seams of the ceiling panels with mortar from below | m seam | 83.58
37 | Improved painting of ceilings over plaster with polyvinyl acetate water-based emulsion mixtures | m2 | 74.32
38 | Primer Ceresit ST-17 (or equivalent) | l | 14.86
39 | Interior latex acrylic paint Ceresit IN 56 (or equivalent) RAL according to project design | l | 18.58
Section 5. Floors
40 | Dismantling cement baseboards | m | 36.9
41 | Installation of MDF skirting boards | m | 36.9
42 | MDF skirting board | m | 37.269
43 | Set of corners and connectors for skirting boards | kit | 4
44 | Local cleaning of the floor from paint | m2 | 11
Section 6. Other works
45 | Cleaning premises from garbage | t | 3.511
46 | Manual garbage loading | t | 3.511
47 | Garbage transportation up to 30 km | t | 3.511
Local estimate 02-01-02 for Restroom 02, 03
Section 1. Openings. DOORS
48 | Dismantling door frames in stone walls with plaster peeling off in the slopes | pcs | 1
49 | Removing trims | m | 7.8
50 | Removing door panels | m2 | 1.89
51 | Filling doorways with ready-made door blocks with an area of up to 2 m2 made of metal-plastic in stone walls | m2 | 1.89
52 | Door blocks made of metal-plastic | m2 | 1.89
53 | Ceresit assembly foam (or equivalent) | pcs | 0.93
54 | Silicone sealant (or equivalent) | pcs | 0.12
Section 2. PARTITIONS
55 | Installation of MDF partition with door | m2 | 6.1
56 | Plumbing partitions included | m2 | 6.1
Section 3. SLOPES
57 | Repair of plaster of straight slopes inside a building on stone and concrete | m2 | 1.275
58 | Cement plaster | kg | 43.35
59 | Arrangement of a base for plaster from a mesh on brick and concrete surfaces | m2 | 1.275
60 | Puttying slopes | m2 | 1.275
61 | Primer Ceresit ST-17 (or equivalent) | l | 0.26
62 | Start Knauf putty (or equivalent) | kg | 2.295
63 | Add 1 mm of putty thickness changes to standards 15-182-1, 15-182-2 | m2 | 1.275
64 | Knauf Super Finish putty (or equivalent) | kg | 1.1475
65 | Improved painting of walls with polyvinyl acetate water-based emulsion mixtures over plaster | m2 | 1.275
66 | Primer Ceresit ST-17 (or equivalent) | l | 0.255
67 | Interior latex acrylic paint Ceresit IN 56 (or equivalent) RAL according to project design | l | 0.31875
Section 4. Walls
68 | Surface priming | m2 | 20.61
69 | Primer Ceresit ST-17 (or equivalent) | l | 4.12
70 | Repair of plaster on interior walls on stone and concrete with cement mixture | m2 | 20.61
71 | Cement plaster | kg | 700.74
72 | Arrangement of a base for plaster from a mesh on brick and concrete surfaces | m2 | 20.61
73 | Wall puttying | m2 | 20.61
74 | Primer Ceresit ST-17 (or equivalent) | l | 4.12
75 | Start Knauf putty (or equivalent) | kg | 37.098
76 | Add 1 mm of putty thickness changes to standards 15-182-1, 15-182-2 | m2 | 20.61
77 | Knauf Super Finish putty (or equivalent) | kg | 18.549
78 | Improved painting of walls with polyvinyl acetate water-based emulsion mixtures over plaster | m2 | 20.61
79 | Primer Ceresit ST-17 (or equivalent) | l | 4.122
80 | Interior latex acrylic paint Ceresit IN 56 (or equivalent) RAL according to project design | l | 5.1525
Section 5. Ceilings
81 | Manual cleaning of interior ceiling surfaces | m2 | 4.94
82 | Coating and filling the seams of the ceiling panels with mortar from below | m seam | 5
83 | Improved painting of ceilings over plaster with polyvinyl acetate water-based emulsion mixtures | m2 | 4.94
84 | Primer Ceresit ST-17 (or equivalent) | l | 0.99
85 | Interior latex acrylic paint Ceresit IN 56 (or equivalent) RAL according to project design | l | 1.235
Section 6. Floors
86 | Dismantling cement baseboards | m | 9
87 | Dismantling cement floor coverings | m2 | 4.94
88 | Arrangement of self-leveling screeds from a cement mixture for non-deformable bases with a thickness of 5 mm | m2 | 4.94
89 | Add or exclude for every 1 mm of thickness of self-leveling screeds from a cement mixture for non-deformable bases (up to 10 mm thick) | m2 | 4.94
90 | Primer Ceresit ST-17 (or equivalent) | l | 0.99
91 | Ceresit CN 69 self-leveling compound (or equivalent) | kg | 88.92
92 | Arrangement of ceramic tile coverings on a dry adhesive mortar, the number of tiles per 1 m2 is more than 7 to 12 pieces | m2 | 4.94
93 | Ceramic tiles (mid-range) | m2 | 5.04
94 | Primer Ceresit ST-17 (or equivalent) | l | 0.988
95 | Tile adhesive Ceresit CM 11 (or equivalent) | kg | 25.69
96 | Tile crosses | pcs | 36
97 | Ceresit CE 33 grout (or equivalent) | kg | 2.24
98 | Installation of ceramic tile skirting boards on a dry adhesive mortar | m2 | 0.9
99 | Ceramic tiles (mid-range) | m2 | 0.92
100 | Primer Ceresit ST-17 (or equivalent) | l | 0.18
101 | Tile adhesive Ceresit CM 11 (or equivalent) | kg | 4.68
102 | Tile crosses | pcs | 6
103 | Ceresit CE 33 grout (or equivalent) | kg | 0.41
Section 7. Other works
104 | Cleaning premises from garbage | t | 1.15
105 | Manual garbage loading | t | 1.15
106 | Garbage transportation up to 30 km | t | 1.15
Local estimate 02-01-03 for Restroom 04
Section 1. Openings. DOORS
107 | Dismantling door frames in stone walls with plaster peeling off in the slopes | pcs | 1
108 | Removing trims | m | 7.8
109 | Removing door panels | m2 | 1.89
110 | Filling doorways with ready-made door blocks with an area of over 2 to 3 m2 made of metal-plastic in stone walls | m2 | 2.1
111 | Door blocks made of metal-plastic | m2 | 2.1
112 | Ceresit assembly foam (or equivalent) | pcs | 0.86
113 | Silicone sealant (or equivalent) | pcs | 0.14
Section 2. SLOPES
114 | Puttying slopes | m2 | 1.325
115 | Primer Ceresit ST-17 (or equivalent) | l | 0.27
116 | Start Knauf putty (or equivalent) | kg | 2.385
117 | Add 1 mm of putty thickness changes to standards 15-182-1, 15-182-2 | m2 | 1.325
118 | Knauf Super Finish putty (or equivalent) | kg | 1.1925
119 | Improved painting of walls with polyvinyl acetate water-based emulsion mixtures over plaster | m2 | 1.325
120 | Primer Ceresit ST-17 (or equivalent) | l | 0.265
121 | Interior latex acrylic paint Ceresit IN 56 (or equivalent) RAL according to project design | l | 0.33125
Section 3. Walls
122 | Widening the doorway by 150 mm with reinforcement 0.9*2.1 | m3 | 0.08
123 | Surface priming | m2 | 20.21
124 | Primer Ceresit ST-17 (or equivalent) | l | 4.04
125 | Repair of plaster on interior walls on stone and concrete with cement mixture | m2 | 20.21
126 | Cement plaster | kg | 687.14
127 | Arrangement of a base for plaster from a mesh on brick and concrete surfaces | m2 | 20.21
128 | Wall puttying | m2 | 20.21
129 | Primer Ceresit ST-17 (or equivalent) | l | 4.04
130 | Start Knauf putty (or equivalent) | kg | 36.378
131 | Add 1 mm of putty thickness changes to standards 15-182-1, 15-182-2 | m2 | 20.21
132 | Knauf Super Finish putty (or equivalent) | kg | 18.189
133 | Improved painting of walls with polyvinyl acetate water-based emulsion mixtures over plaster | m2 | 20.21
134 | Primer Ceresit ST-17 (or equivalent) | l | 4.042
135 | Interior latex acrylic paint Ceresit IN 56 (or equivalent) RAL according to project design | l | 5.0525
Section 4. Ceilings
136 | Manual cleaning of interior ceiling surfaces | m2 | 4.73
137 | Coating and filling the seams of the ceiling panels with mortar from below | m seam | 5
138 | Improved painting of ceilings over plaster with polyvinyl acetate water-based emulsion mixtures | m2 | 4.73
139 | Primer Ceresit ST-17 (or equivalent) | l | 0.95
140 | Interior latex acrylic paint Ceresit IN 56 (or equivalent) RAL according to project design | l | 1.1825
Section 5. Floors
141 | Dismantling cement baseboards | m | 9
142 | Dismantling cement floor coverings | m2 | 4.73
143 | Arrangement of self-leveling screeds from a cement mixture for non-deformable bases with a thickness of 5 mm | m2 | 4.73
144 | Add or exclude for every 1 mm of thickness of self-leveling screeds from a cement mixture for non-deformable bases (up to 10 mm thick) | m2 | 4.73
145 | Primer Ceresit ST-17 (or equivalent) | l | 0.95
146 | Ceresit CN 69 self-leveling compound (or equivalent) | kg | 85.14
147 | Arrangement of ceramic tile coverings on a dry adhesive mortar, the number of tiles per 1 m2 is more than 7 to 12 pieces | m2 | 4.73
148 | Ceramic tiles (mid-range) | m2 | 4.82
149 | Primer Ceresit ST-17 (or equivalent) | l | 0.946
150 | Tile adhesive Ceresit CM 11 (or equivalent) | kg | 24.6
151 | Tile crosses | pcs | 34
152 | Ceresit CE 33 grout (or equivalent) | kg | 2.14
153 | Installation of ceramic tile skirting boards on a dry adhesive mortar | m2 | 0.9
154 | Ceramic tiles (mid-range) | m2 | 0.92
155 | Primer Ceresit ST-17 (or equivalent) | l | 0.18
156 | Tile adhesive Ceresit CM 11 (or equivalent) | kg | 4.68
157 | Tile crosses | pcs | 6
158 | Ceresit CE 33 grout (or equivalent) | kg | 0.41
Section 6. Other works
159 | Cleaning premises from garbage | t | 1.16
160 | Manual garbage loading | t | 1.16
161 | Garbage transportation up to 30 km | t | 1.16
Local estimate 02-01-04 for Electrical work
162 | Dismantling of electrical wiring | m | 142
163 | Dismantling of switches | pcs | 4
164 | Dismantling of sockets | pcs | 14
165 | Dismantling of lamps | pcs | 12
166 | Installation of PVC pipes for electrical wiring on walls and columns [when working at a height of more than 2 to 8 m] | m | 200
167 | Electrical wiring corrugation O 20 mm | m | 202
168 | Tightening the first wire with a cross section of more than 2.5 mm2 to 6 mm2 into the pipes | m | 111
169 | Cable shvp 3x1.5 | m | 113.22
170 | Tightening the first wire with a cross section of more than 6 mm2 to 16 mm2 into the pipes | m | 72
171 | Cable shvp 3x2.5 | m | 73.44
172 | Cable connection | pcs | 7
173 | HDMI 2.0 patch cord 5 m | pcs | 7
174 | Installation of non-recessed type switches with exposed wiring | pcs | 4
175 | Single-button switch | pcs | 4
176 | Installation box | pcs | 4
177 | Dowels 6x40 | pcs | 8
178 | Installation of non-recessed type switches with exposed wiring | pcs | 1
179 | Two-button switch | pcs | 1
180 | Installation box | pcs | 1
181 | Dowels 6x40 | pcs | 2
182 | Installation of non-recessed type sockets with open wiring | pcs | 16
183 | Double surface-mounted socket | pcs | 9
184 | Surface-mounted, moisture-proof socket | pcs | 3
185 | Overhead socket | pcs | 4
186 | Installation box | pcs | 16
187 | Dowels 6x40 | pcs | 32
188 | Installation of the SHMR cabinet | wardrobe | 1
189 | Distribution board for 12 modules (or equivalent) | pcs | 1
190 | Installation of 2- and 3-pole package switches and switches for current up to 25 A | pcs | 4
191 | Schneider Electric 10 A 1P circuit breaker (or equivalent) | pcs | 1
192 | Schneider Electric 16 A 1P circuit breaker (or equivalent) | pcs | 2
193 | Schneider Electric 40 A 3P circuit breaker (or equivalent) | pcs | 1
194 | Power supply installation | box | 3
195 | Power supplies (Customer supplied) | pcs | 3
196 | Light box installation | pcs | 2
197 | Light box card (Customer supplied) | pcs | 0
198 | Light box (Customer supplied) | pcs | 2
199 | Installation of square lamps | pcs | 11
200 | Lamp | pcs | 11
201 | Installation of spotlights | pcs | 2
202 | Spotlight | pcs | 2
203 | Installation of junction boxes | pcs | 10
204 | Distribution box | pcs | 10
205 | Cleaning premises from garbage | t | 1
206 | Manual garbage loading | t | 1
207 | Garbage transportation up to 30 km | t | 1
Local estimate 02-01-05 for PLUMBING WORKS
Section 1. Dismantling work
208 | Dismantling toilets with flush tanks | kit | 4
209 | Dismantling of sinks [washbasins] | kit | 2
210 | Dismantling of mixers | pcs | 2
211 | Removing siphons | pcs | 2
212 | Dismantling of cabinets under sinks | pcs | 2
Section 2. Plumbing equipment
213 | Installing toilets with a directly connected cistern | kit | 3
214 | Compact toilet with polypropylene seat and connection kit | pcs | 3
215 | Corrugated pipe for toilet | pcs | 3
216 | Water hose 1/2 | pcs | 3
217 | Installation of a ceramic washbasin | kit | 3
218 | Ceramic washbasin | kit | 3
219 | Installing faucets | pcs | 3
220 | Washbasin mixers | kit | 3
221 | Siphon with water seal | kit | 3
222 | Installation of a handrail for the disabled | pcs | 2
223 | Folding wall-mounted handrail for the disabled with holder | pcs | 2
Section 3. B1, T3 Cold and hot water supply
224 | (Dismantling) of a water supply pipeline made of galvanized steel water and gas pipes with a diameter of 20 mm | m | 23.7
225 | Laying water supply pipelines from polyethylene [polypropylene] pressure pipes with a diameter of 20 mm | m | 10
226 | Polypropylene pipes PPR d20x2.8; PN16 "Ekoplastik" (or equivalent) | m | 10.2
227 | Laying water supply pipelines from polyethylene [polypropylene] pressure pipes with a diameter of 25 mm | m | 3
228 | Polypropylene pipes PPR d25x3.5; PN16 "Ekoplastik" (or equivalent) | m | 3.06
229 | Fittings and connecting parts for water supply (set) | pcs | 1
230 | Pipeline insulation with foam rubber and polyethylene tubes | m | 7
231 | K-FLEX 09x022-10 PE tube (or equivalent) | m | 5.1
232 | K-FLEX 09x028-2 PE tube (or equivalent) | m | 2.04
233 | Glue K-Flex K 414 (or analogue) | kg | 0.11
234 | High-temperature aluminum adhesive tape HPX AL7550L 75 mm 50 m 30 μm (or equivalent) | pcs | 0.2
235 | Installation of valves and taps with a diameter of up to 25 mm | pcs | 4
236 | Ball valve d15 "VALTEC"/Analogue | pcs | 3
237 | Ball valve d20 "VALTEC"/Analogue | pcs | 1
238 | Installation of instantaneous water heaters | instrument | 3
239 | Electric instantaneous water heater Electrolux Taptronic S, N=3.3kW (or equivalent) | pcs | 3
Section 4. K1 Sewerage
240 | (Dismantling) of sewage pipelines made of polyethylene pipes with a diameter of 50 mm | m | 32.5
241 | Laying sewer pipelines from polyethylene pipes with a diameter of 50 mm | m | 18
242 | Sewer pipe 50 mm Ostendorf (or equivalent) | m | 18.9
243 | (Dismantling) internal PVC sewerage O110 | m | 7.5
244 | Installation of internal PVC sewerage O110 | m | 22
245 | Sewer pipe 100 mm Ostendorf (or equivalent) | m | 23.1
246 | HTEM Tee DN 110/110 "OSTENDORF" (or equivalent) | pcs | 5
247 | HTEM Tee DN 110/50 "OSTENDORF" (or equivalent) | pcs | 6
248 | HTB Branch DN 50 "OSTENDORF" (or equivalent) | pcs | 8
249 | HTB Branch DN 110 "OSTENDORF" (or equivalent) | pcs | 6
250 | HTM Stopper DN 100 "OSTENDORF" (or similar) | pcs | 2
251 | HTM Revision DN 110 "OSTENDORF" (or equivalent) | pcs | 2
Section 5. Other works
252 | Cleaning premises from garbage | t | 0.2
253 | Manual garbage loading | t | 0.2
254 | Garbage transportation up to 30 km | t | 0.2
Local estimate 02-01-06 for Ventilation
Section 1. Dismantling work
255 | (Dismantling) ventilation ducts | m | 15.2
Section 2. Ventilation system P1
256 | Installation of adjustable louver grilles | grate | 10
257 | Radial adjustable grilles RRD25-300x150 | pcs | 10
258 | Laying of air ducts with a perimeter of 1100 mm to 1600 mm made of sheet steel of class H [normal] with a thickness of 0.7 mm | m2 | 15.6
259 | Air ducts made of galvanized sheet steel, b=0.7mm 400x200 | mp | 13
260 | Rectangular butterfly valve DCP-400x200 | pcs | 2
261 | Multi-circuit systems [cascade or other complex automatic control] multi-circuit with the number of adjustment parameters up to 5 | system | 1
Notes:
| 1. |  | The execution of the work begins with the approval of the list of documents with the Customer and the Technical Supervision Engineer to prepare a complete package of documents for the acts of the performed work (executive documentation).
| 2. |  | Plastering and painting work must be carried out in accordance with technical and regulatory documentation.
| 3. |  | Painting of interior surfaces of walls and ceilings is performed with water-based paints with increased resistance of the coating to abrasion and treatment with detergents.
| 4. |  | The volumes of laying engineering communications (length of mains, diameters, etc.) are specified at the site of work (on site) with the preparation of the relevant executive documents (schemes).
| 5. |  | Transit of communications passing through walls and ceilings must be carried out in accordance with regulatory documents (sleeves, fire protection sleeves, etc.).

## Додаток 3_Укр._Дніпро
Додаток 3: Перелік робіт по ремонту освітнього центру в Комунальному закладі вищої освіти "Дніпровської академії непреривної освіти Дніпропетровської обласної ради" за адресою: Україна, 49006, Дніпропетровська обл., м. Дніпро, вул. Володимира Антоновича, 70
Об'єми робіт
№ Ч.ч. | Найменування робіт і витрат | Одиниця виміру | Кількість | Варт.од. (UAH) | Заг.варт. (UAH)
Локальний кошторис 02-01-01_АР на Основне приміщення Хаб
Роздiл 1. Прорізи. ДВЕРІ
1 | Демонтаж дверних коробок в кам'яних стінах з відбиванням штукатурки в укосах | шт | 2
2 | Знімання наличників | м | 20.4
3 | Знімання дверних полотен | м2 | 3.78
4 | Заповнення дверних прорізів готовими дверними блоками площею понад 2 до 3 м2 з металлопластику у кам'яних стінах | м2 | 2.1
5 | Дверні блоки з металопластику | м2 | 2.1
6 | Піна монтажна Ceresit (або аналог) | шт | 0.4
7 | Монтаж дрібних металоконструкцій вагою до 0,1 т (метелавих дверей) | т | 0.08
8 | Двері сталеві протипожежні вхідні | шт | 1
Роздiл 2. ВІДКОСИ
9 | Грунтовка поверхонь | м2 | 1.53
10 | Грунтовка Ceresit СТ-17 (або аналог) | л | 0.31
11 | Ремонт штукатурки прямолінійних укосів всередині будівлі по каменю та бетону | м2 | 1.53
12 | Штукатурка цементна | кг | 52.02
13 | Улаштування основи під штукатурку з сітки по цегляних та бетонних поверхнях | м2 | 1.53
14 | Шпаклювання відкосів | м2 | 1.53
15 | Грунтовка Ceresit СТ-17 (або аналог) | л | 0.22
16 | Шпаклівка Start Knauf (або аналог) | кг | 2.754
17 | Додавати на 1 мм зміни товщини шпаклівки до норм 15- 182-1, 15-182-2 | м2 | 1.53
18 | Шпаклівка Knauf Super Finish (або аналог) | кг | 1.377
19 | Грунтовка Ceresit СТ-17 (або аналог) | л | 0.306
20 | Поліпшене фарбування полівінілацетатними водоемульсійними сумішами стін по штукатурці | м2 | 1.53
21 | Фарба інтер'єрна латексна акрилова Ceresit IN 56 (або аналог) | л | 0.3825
Роздiл 3. Стіни
22 | Демонтаж фрагмента цегляної стіни 120мм | м3 | 0.63
23 | Демонтаж фрагмента цегляної стіни (вихід на вулицю) 250 мм | м3 | 0.4725
24 | Мурування окремих ділянок стін із цегли | м3 | 1.775
25 | Цегла керамічна повнотіла | шт | 710
26 | Анкерування кладки стін та інших конструкцій | т | 0.01185
27 | Анкер д10 L400 | шт | 48
28 | Укладання перемичок масою до 0,3 т | шт | 2
29 | Перемички з/б марки 1ПБ10-1 серія 1.038.1-1 вип.1 | шт | 2
30 | Розшивання та ремонт швів зовнішніх стін ФБС | м шва | 136
31 | Розчин герметичний для заповнення швів ТМ Поліпласт (або аналог) | кг | 680
32 | Знімання шпалер простих та поліпшених | м2 | 7.1
33 | Грунтовка поверхонь | м2 | 61.85
34 | Грунтовка Ceresit СТ-17 (або аналог) | л | 12.37
35 | Ремонт штукатурки внутрішніх стін по каменю та бетону цементною сумішшю | м2 | 61.85
36 | Штукатурка цементна | кг | 2106.3
37 | Улаштування основи під штукатурку з сітки по цегляних та бетонних поверхнях | м2 | 61.95
38 | Грунтовка поверхонь | м2 | 7.1
39 | Грунтовка Ceresit СТ-17 (або аналог) | л | 1.42
40 | Поліпшене штукатурення стін по сітці без улаштування каркасу | м2 | 7.1
41 | Штукатурка цементна | кг | 241.4
42 | Шпаклювання стін | м2 | 68.95
43 | Грунтовка Ceresit СТ-17 (або аналог) | л | 9.95
44 | Шпаклівка Start Knauf (або аналог) | кг | 124.11
45 | Додавати на 1 мм зміни товщини шпаклівки до норм 15- 182-1, 15-182-2 | м2 | 68.95
46 | Шпаклівка Knauf Super Finish (або аналог) | кг | 62.055
47 | Грунтовка Ceresit СТ-17 (або аналог) | л | 13.79
48 | Поліпшене фарбування полівінілацетатними водоемульсійними сумішами стін по штукатурці | м2 | 68.95
49 | Фарба інтер'єрна латексна акрилова Ceresit IN 56 (або аналог) | л | 17.2375
Роздiл 4. Стелі
50 | Очищення вручну внутрішніх поверхонь стель | м2 | 45.96
51 | Промазування і розшивання швів панелей перекриття розчином знизу | м шва | 84
52 | Грунтовка поверхонь | м2 | 3
53 | Грунтовка Ceresit СТ-17 (або аналог) | л | 0.6
54 | Ремонт штукатурки стель по каменю та бетону цементим розчином, площа до 5 м2 | м2 | 3
55 | Штукатурка цементна | кг | 102
56 | Улаштування основи під штукатурку з сітки по цегляних та бетонних поверхнях | м2 | 3
57 | Шпаклювання стель | м2 | 3
58 | Грунтовка Ceresit СТ-17 (або аналог) | л | 0.6
59 | Шпаклівка Start Knauf (або аналог) | кг | 5.4
60 | Додавати на 1 мм зміни товщини шпаклівки до норм 15- 182-1, 15-182-2 | м2 | 3
61 | Шпаклівка Knauf Super Finish (або аналог) | кг | 2.7
62 | Поліпшене фарбування полівінілацетатними водоемульсійними сумішами стель по штукатурці | м2 | 48.96
63 | Грунтовка Ceresit СТ-17 (або аналог) | л | 9.79
64 | Фарба інтер'єрна латексна акрилова Ceresit IN 56 (або аналог) | л | 12.24
Роздiл 5. Підлоги
65 | Розбирання плінтусів | м | 27.52
66 | Розбирання покриттів підлог з керамічних плиток | м2 | 48.96
67 | Розбирання цементних покриттів підлог | м2 | 48.96
68 | Улаштування цементної стяжки товщиною 20 мм по бетонній основі площею понад 20 м2 | м2 | 48.96
69 | На кожні 5 мм зміни товщини шару цементної стяжки додавати або виключати (до товщини 80мм) | м2 | 48.96
70 | Суміш Siltek F-20 (або аналог) | кг | 7833.6
71 | Армування стяжки дротяною сіткою | м2 | 48.96
72 | Сітка Вр-1 чарункою 50_50 д.4 | м2 | 53.856
73 | Шліфування бетонних покриттів | м2 | 48.96
74 | Грунтовка поверхонь | м2 | 48.96
75 | Грунтовка Ceresit СТ-17 (або аналог) | л | 9.79
76 | Улаштування покриттів полімерцементних одношарових | м2 | 48.96
77 | Sikafloor-31 PurCem (або аналог) | кг | 48.96
78 | Улаштування плінтусів на шурупах | м | 22.72
79 | Плінтус МДФ | м | 22.9472
80 | Комплект куточків та з_єднувачів для плінтуса | комплект | 2
Роздiл 6. Подіум
81 | Монтаж подіума | т | 0.2
82 | Подіум | шт | 1
83 | Улаштування покриття з лінолеуму площею покриття понад 10 м2 | м2 | 19.42
84 | Лінолеум | м2 | 19.8
Роздiл 7. Інші роботи
85 | Демонтаж вентиляційного короба 600_700 | м | 8.6
86 | Пробивання отворів | шт | 5
87 | Монтаж вентиляційної решітки | грати | 5
88 | Вентиляційна решітка | шт | 5
89 | Очищення приміщень від сміття | т | 8.274
90 | Навантаження сміття вручну | т | 8.274
91 | Перевозка мусора до 30 км | т | 8.274
Локальний кошторис 02-01-02 на Санвузол
Роздiл 1. Прорізи. ДВЕРІ
92 | Демонтаж дверних коробок в кам'яних стінах з відбиванням штукатурки в укосах | шт | 1
93 | Знімання наличників | м | 10.2
94 | Знімання дверних полотен | м2 | 1.89
95 | Заповнення дверних прорізів готовими дверними блоками площею понад 2 до 3 м2 з металлопластику у кам'яних стінах | м2 | 4.2
96 | Дверні блоки з металопластику | м2 | 4.2
97 | Піна монтажна Ceresit (або аналог) | шт | 0.9
98 | Заповнення дверних прорізів готовими дверними блоками площею до 2 м2 з металлопластику у кам'яних стінах | м2 | 1.47
99 | Дверні блоки з металопластику | м2 | 1.47
100 | Піна монтажна Ceresit (або аналог) | шт | 0.4
Роздiл 2. Стіни
101 | Мурування окремих ділянок стін із цегли | м3 | 0.756
102 | Цегла керамічна повнотіла | шт | 302
103 | Анкерування кладки стін та інших конструкцій | т | 0.00642
104 | Анкер д10 L400 | шт | 26
105 | Укладання перемичок масою до 0,3 т | шт | 1
106 | Перемички з/б марки 1ПБ10-1 серія 1.038.1-1 вип.1 | шт | 1
107 | Розшивання та ремонт швів зовнішніх стін ФБС | м шва | 24.7
108 | Розчин герметичний для заповнення швів ТМ Поліпласт (або аналог) | кг | 123.5
109 | Розширення дверного прорізу до 1,1 м | м3 | 0.0525
110 | Оформлення [оброблення] дверних прорізів у перегородках з каркасом із сталевих профілів | м | 8.4
111 | Кутник сталевий 75/75/5 | м | 8.904
112 | Грунтовка поверхонь | м2 | 33.63
113 | Грунтовка Ceresit СТ-17 (або аналог) | л | 6.73
114 | Ремонт штукатурки внутрішніх стін по каменю та бетону цементною сумішшю | м2 | 33.63
115 | Штукатурка цементна | кг | 1143.42
116 | Улаштування основи під штукатурку з сітки по цегляних та бетонних поверхнях | м2 | 33.63
117 | Грунтовка поверхонь | м2 | 6.3
118 | Грунтовка Ceresit СТ-17 (або аналог) | л | 1.26
119 | Поліпшене штукатурення стін по сітці без улаштування каркасу | м2 | 6.3
120 | Штукатурка цементна | кг | 214.2
121 | Шпаклювання стін | м2 | 39.93
122 | Грунтовка Ceresit СТ-17 (або аналог) | л | 5.76
123 | Шпаклівка Start Knauf (або аналог) | кг | 71.874
124 | Додавати на 1 мм зміни товщини шпаклівки до норм 15- 182-1, 15-182-2 | м2 | 39.93
125 | Шпаклівка Knauf Super Finish (або аналог) | кг | 35.937
126 | Грунтовка Ceresit СТ-17 (або аналог) | л | 7.986
127 | Поліпшене фарбування полівінілацетатними водоемульсійними сумішами стін по штукатурці | м2 | 39.93
128 | Фарба інтер'єрна латексна акрилова Ceresit IN 56 (або аналог) | л | 9.9825
Роздiл 3. Стелі
129 | Очищення вручну внутрішніх поверхонь стель | м2 | 7.7
130 | Промазування і розшивання швів панелей перекриття розчином знизу | м шва | 6.3
131 | Грунтовка поверхонь | м2 | 1
132 | Грунтовка Ceresit СТ-17 (або аналог) | л | 0.2
133 | Ремонт штукатурки стель по каменю та бетону цементим розчином, площа до 5 м2 | м2 | 1
134 | Штукатурка цементна | кг | 34
135 | Улаштування основи під штукатурку з сітки по цегляних та бетонних поверхнях | м2 | 1
136 | Шпаклювання стель | м2 | 1
137 | Грунтовка Ceresit СТ-17 (або аналог) | л | 0.2
138 | Шпаклівка Start Knauf (або аналог) | кг | 1.8
139 | Додавати на 1 мм зміни товщини шпаклівки до норм 15- 182-1, 15-182-2 | м2 | 1
140 | Шпаклівка Knauf Super Finish (або аналог) | кг | 0.9
141 | Поліпшене фарбування полівінілацетатними водоемульсійними сумішами стель по штукатурці | м2 | 8.7
142 | Грунтовка Ceresit СТ-17 (або аналог) | л | 1.74
143 | Фарба інтер'єрна латексна акрилова Ceresit IN 56 (або аналог) | л | 2.175
Роздiл 4. Підлоги
144 | Розбирання плінтусів | м | 10.93
145 | Розбирання покриттів підлог з керамічних плиток | м2 | 8.7
146 | Розбирання цементних покриттів підлог | м2 | 8.7
147 | Улаштування цементної стяжки товщиною 20 мм по бетонній основі площею понад 20 м2 | м2 | 8.7
148 | На кожні 5 мм зміни товщини шару цементної стяжки додавати або виключати (до товщини 80мм) | м2 | 8.7
149 | Суміш Siltek F-20 (або аналог) | кг | 1392
150 | Армування стяжки дротяною сіткою | м2 | 8.7
151 | Сітка Вр-1 чарункою 50_50 д.4 | м2 | 9.57
152 | Шліфування бетонних покриттів | м2 | 8.7
153 | Грунтовка поверхонь | м2 | 8.7
154 | Грунтовка Ceresit СТ-17 (або аналог) | л | 1.74
155 | Улаштування покриттів полімерцементних одношарових | м2 | 8.7
156 | Sikafloor-31 PurCem (або аналог) | кг | 8.7
157 | Улаштування плінтусів на шурупах | м | 7.5
158 | Плінтус МДФ | м | 7.575
159 | Комплект куточків та з_єднувачів для плінтуса | комплект | 1
Роздiл 5. Інші роботи
160 | Пробивання отворів | шт | 2
161 | Монтаж вентиляційної решітки | грати | 2
162 | Вентиляційна решітка | шт | 2
163 | Установлення унітазів з безпосередньо приєднаним бачком | к-т | 1
164 | Унітаз типу “Компакт” з поліпропіленовим сидінням та комплектом підключення | шт | 1
165 | Труба гофрована для унітазу | шт | 1
166 | Шланг д/води 1/2 | шт | 1
167 | Монтаж умивальника керамічного | к-т | 1
168 | Умивальник керамічний | комплект | 1
169 | Сифон з гідрозатвором | комплект | 1
170 | Установлення змішувачів | шт | 1
171 | Змішувач для умивальника | комплект | 1
172 | Монтаж поручня для інвалідів | шт | 2
173 | Поручень для інвалідів відкидний настінний з тримачем | шт | 2
Роздiл 6. Інші роботи
174 | Очищення приміщень від сміття | т | 2.1
175 | Навантаження сміття вручну | т | 2.1
176 | Перевозка мусора до 30 км | т | 2.1
Локальний кошторис 02-01-03 на Тамбур
Роздiл 1. Прорізи. ДВЕРІ
177 | Демонтаж дверних коробок в кам'яних стінах з відбиванням штукатурки в укосах | шт | 3
178 | Знімання наличників | м | 21
179 | Знімання дверних полотен | м2 | 6.3
180 | Заповнення дверних прорізів готовими дверними блоками площею понад 2 до 3 м2 з металлопластику у кам'яних стінах | м2 | 6.3
181 | Дверні блоки з металопластику | м2 | 6.3
182 | Піна монтажна Ceresit (або аналог) | шт | 1.3
Роздiл 2. ВІДКОСИ
183 | Грунтовка поверхонь | м2 | 3.06
184 | Грунтовка Ceresit СТ-17 (або аналог) | л | 0.61
185 | Ремонт штукатурки прямолінійних укосів всередині будівлі по каменю та бетону | м2 | 3.06
186 | Штукатурка цементна | кг | 104.04
187 | Улаштування основи під штукатурку з сітки по цегляних та бетонних поверхнях | м2 | 3.06
188 | Шпаклювання відкосів | м2 | 3.06
189 | Грунтовка Ceresit СТ-17 (або аналог) | л | 0.44
190 | Шпаклівка Start Knauf (або аналог) | кг | 5.508
191 | Додавати на 1 мм зміни товщини шпаклівки до норм 15- 182-1, 15-182-2 | м2 | 3.06
192 | Шпаклівка Knauf Super Finish (або аналог) | кг | 2.754
193 | Грунтовка Ceresit СТ-17 (або аналог) | л | 0.612
194 | Поліпшене фарбування полівінілацетатними водоемульсійними сумішами стін по штукатурці | м2 | 3.06
195 | Фарба інтер'єрна латексна акрилова Ceresit IN 56 (або аналог) | л | 0.765
Роздiл 3. Стіни
196 | Демонтаж фрагмента цегляної стіни 120мм | м3 | 0.63
197 | Розширення дверного прорізу до 1,1 м | м3 | 0.0525
198 | Оформлення [оброблення] дверних прорізів у перегородках з каркасом із сталевих профілів | м | 8.4
199 | Кутник сталевий 75/75/5 | м | 8.904
200 | Мурування окремих ділянок стін із цегли | м3 | 1.25
201 | Цегла керамічна повнотіла | шт | 500
202 | Анкерування кладки стін та інших конструкцій | т | 0.00642
203 | Анкер д10 L400 | шт | 26
204 | Укладання перемичок масою до 0,3 т | шт | 2
205 | Перемички з/б марки 1ПБ10-1 серія 1.038.1-1 вип.1 | шт | 2
206 | Розшивання та ремонт швів зовнішніх стін ФБС | м шва | 21.34
207 | Розчин герметичний для заповнення швів ТМ Поліпласт (або аналог) | кг | 106.7
208 | Знімання шпалер простих та поліпшених | м2 | 5
209 | Грунтовка поверхонь | м2 | 27.92
210 | Грунтовка Ceresit СТ-17 (або аналог) | л | 5.58
211 | Ремонт штукатурки внутрішніх стін по каменю та бетону цементною сумішшю | м2 | 27.92
212 | Штукатурка цементна | кг | 949.28
213 | Улаштування основи під штукатурку з сітки по цегляних та бетонних поверхнях | м2 | 27.92
214 | Грунтовка поверхонь | м2 | 5
215 | Грунтовка Ceresit СТ-17 (або аналог) | л | 1
216 | Поліпшене штукатурення стін по сітці без улаштування каркасу | м2 | 5
217 | Штукатурка цементна | кг | 170
218 | Шпаклювання стін | м2 | 32.92
219 | Грунтовка Ceresit СТ-17 (або аналог) | л | 4.75
220 | Шпаклівка Start Knauf (або аналог) | кг | 59.256
221 | Додавати на 1 мм зміни товщини шпаклівки до норм 15- 182-1, 15-182-2 | м2 | 32.92
222 | Шпаклівка Knauf Super Finish (або аналог) | кг | 29.628
223 | Поліпшене фарбування полівінілацетатними водоемульсійними сумішами стін по штукатурці | м2 | 32.92
224 | Грунтовка Ceresit СТ-17 (або аналог) | л | 6.584
225 | Фарба інтер'єрна латексна акрилова Ceresit IN 56 (або аналог) | л | 8.23
Роздiл 4. Стелі
226 | Очищення вручну внутрішніх поверхонь стель | м2 | 15.75
227 | Промазування і розшивання швів панелей перекриття розчином знизу | м шва | 21.63
228 | Грунтовка поверхонь | м2 | 1.5
229 | Грунтовка Ceresit СТ-17 (або аналог) | л | 0.3
230 | Ремонт штукатурки стель по каменю та бетону цементим розчином, площа до 5 м2 | м2 | 1.5
231 | Штукатурка цементна | кг | 51
232 | Улаштування основи під штукатурку з сітки по цегляних та бетонних поверхнях | м2 | 1.5
233 | Шпаклювання стель | м2 | 1.5
234 | Грунтовка Ceresit СТ-17 (або аналог) | л | 0.3
235 | Шпаклівка Start Knauf (або аналог) | кг | 2.7
236 | Додавати на 1 мм зміни товщини шпаклівки до норм 15- 182-1, 15-182-2 | м2 | 1.5
237 | Шпаклівка Knauf Super Finish (або аналог) | кг | 1.35
238 | Поліпшене фарбування полівінілацетатними водоемульсійними сумішами стель по штукатурці | м2 | 1.5
239 | Грунтовка Ceresit СТ-17 (або аналог) | л | 0.3
240 | Фарба інтер'єрна латексна акрилова Ceresit IN 56 (або аналог) | л | 3.9399
Роздiл 5. Підлоги
241 | Розбирання плінтусів | м | 12.39
242 | Розбирання покриттів підлог з керамічних плиток | м2 | 15.75
243 | Розбирання цементних покриттів підлог | м2 | 15.75
244 | Улаштування цементної стяжки товщиною 20 мм по бетонній основі площею понад 20 м2 | м2 | 15.75
245 | На кожні 5 мм зміни товщини шару цементної стяжки додавати або виключати (до товщини 80мм) | м2 | 15.75
246 | Суміш Siltek F-20 (або аналог) | кг | 2520
247 | Армування стяжки дротяною сіткою | м2 | 15.75
248 | Сітка Вр-1 чарункою 50_50 д.4 | м2 | 17.325
249 | Шліфування бетонних покриттів | м2 | 15.75
250 | Грунтовка поверхонь | м2 | 15.75
251 | Грунтовка Ceresit СТ-17 (або аналог) | л | 3.15
252 | Улаштування покриттів полімерцементних одношарових | м2 | 15.75
253 | Sikafloor-31 PurCem (або аналог) | кг | 15.75
254 | Улаштування плінтусів на шурупах | м | 11.99
255 | Плінтус МДФ | м | 12.1099
256 | Комплект куточків та з_єднувачів для плінтуса | комплект | 1
Роздiл 6. Інші роботи
257 | Демонтаж вентиляційного короба 600_700 | м | 6.7
258 | Демонтаж вентиляційного короба 200_200 | м | 3
259 | Очищення приміщень від сміття | т | 3.88
260 | Навантаження сміття вручну | т | 3.88
261 | Перевозка мусора до 30 км | т | 3.88
Локальний кошторис 02-01-04 на Вентиляційна
Роздiл 1. Прорізи. ДВЕРІ
262 | Демонтаж дверних коробок в кам'яних стінах з відбиванням штукатурки в укосах | шт | 1
263 | Знімання наличників | м | 10.2
264 | Знімання дверних полотен | м2 | 1.89
265 | Заповнення дверних прорізів готовими дверними блоками площею понад 2 до 3 м2 з металлопластику у кам'яних стінах | м2 | 4.2
266 | Дверні блоки з металопластику | м2 | 4.2
267 | Піна монтажна Ceresit (або аналог) | шт | 0.9
Роздiл 2. Стіни
268 | Розшивання та ремонт швів зовнішніх стін ФБС | м шва | 24.7
269 | Розчин герметичний для заповнення швів ТМ Поліпласт (або аналог) | кг | 123.5
270 | Розширення дверного прорізу до 1,1 м | м3 | 0.0525
271 | Оформлення [оброблення] дверних прорізів у перегородках з каркасом із сталевих профілів | м | 8.4
272 | Кутник сталевий 75/75/5 | м | 8.904
273 | Грунтовка поверхонь | м2 | 25.26
274 | Грунтовка Ceresit СТ-17 (або аналог) | л | 5.05
275 | Ремонт штукатурки внутрішніх стін по каменю та бетону цементною сумішшю | м2 | 25.26
276 | Штукатурка цементна | кг | 858.84
277 | Улаштування основи під штукатурку з сітки по цегляних та бетонних поверхнях | м2 | 25.26
Роздiл 3. Стелі
278 | Очищення вручну внутрішніх поверхонь стель | м2 | 6.16
279 | Промазування і розшивання швів панелей перекриття розчином знизу | м шва | 6.3
280 | Грунтовка поверхонь | м2 | 1
281 | Грунтовка Ceresit СТ-17 (або аналог) | л | 0.2
282 | Ремонт штукатурки стель по каменю та бетону цементим розчином, площа до 5 м2 | м2 | 1
283 | Штукатурка цементна | кг | 34
284 | Улаштування основи під штукатурку з сітки по цегляних та бетонних поверхнях | м2 | 1
Роздiл 4. Підлоги
285 | Розбирання плінтусів | м | 9.83
286 | Розбирання покриттів підлог з керамічних плиток | м2 | 7.16
287 | Розбирання цементних покриттів підлог | м2 | 7.16
288 | Улаштування цементної стяжки товщиною 20 мм по бетонній основі площею понад 20 м2 | м2 | 7.16
289 | На кожні 5 мм зміни товщини шару цементної стяжки додавати або виключати (до товщини 80мм) | м2 | 7.16
290 | Суміш Siltek F-20 (або аналог) | кг | 1145.6
291 | Армування стяжки дротяною сіткою | м2 | 7.16
292 | Сітка Вр-1 чарункою 50_50 д.4 | м2 | 7.876
293 | Шліфування бетонних покриттів | м2 | 7.16
294 | Грунтовка поверхонь | м2 | 7.16
295 | Грунтовка Ceresit СТ-17 (або аналог) | л | 1.43
296 | Улаштування покриттів полімерцементних одношарових | м2 | 7.16
297 | Sikafloor-31 PurCem (або аналог) | кг | 7.16
Роздiл 5. Інші роботи
298 | Пробивання отворів | шт | 2
299 | Монтаж вентиляційної решітки | грати | 2
300 | Вентиляційна решітка | шт | 2
Роздiл 6. Інші роботи
301 | Очищення приміщень від сміття | т | 1.71
302 | Навантаження сміття вручну | т | 1.71
303 | Перевозка мусора до 30 км | т | 1.71
Локальний кошторис 02-01-05 на Електромонтажні роботи
304 | Пробивання борозен | м | 50
305 | Заробка штроби | м | 50
306 | Штукатурка цементна | кг | 5
307 | Монтаж вініпластових труб для електропроводки діаметром до 25 мм, укладених в борознах під заливку | м | 50
308 | Гофра електропроводки O 20 мм | м | 50.5
309 | Монтаж пвх труб для електропроводки по стінах і колонах [при роботi на висотi понад 2 до 8 м] | м | 132
310 | Гофра електропроводки O 20 мм | м | 133.32
311 | Затягування першого проводу перерізом понад 2,5 мм2 до 6 мм2 в труби | м | 120
312 | Кабелі ВВГ-нгд 3х1,5 | м | 30.6
313 | Провод ПВС 3х1,5 | м | 61.2
314 | Кабель мережевий U/UTP-cat6 4х2х0,54 | м | 30.6
315 | Затягування першого проводу перерізом понад 6 мм2 до 16 мм2 в труби | м | 55
316 | Кабелі ВВГ-нгд 3х2,5 | м | 51
317 | Провод ПВС 3х2.5 | м | 5.1
318 | Вмикання кабелю | шт | 1
319 | HDMI 2.0 патч-корд 7м | шт | 1
320 | Установлення вимикачів утопленого типу при схованій проводці, 2-клавішних | шт | 1
321 | Вимикач двоклавішний | шт | 1
322 | Коробка установча | шт | 1
323 | Дюбелі 6х40 | шт | 2
324 | Установлення вимикачів утопленого типу при схованій проводці, 1-клавішних | шт | 2
325 | Вимикач одноклавішний | шт | 2
326 | Коробка установча | шт | 2
327 | Дюбелі 6х40 | шт | 4
328 | Установлення штепсельних розеток утопленого типу при схованій проводці | шт | 18
329 | Розетка с землею внутреняя | шт | 18
330 | Коробка установча | шт | 18
331 | Дюбелі 6х40 | шт | 36
332 | Установлення штепсельних розеток неутопленого типу при відкритій проводці | шт | 1
333 | Розетка накладна | шт | 1
334 | Коробка установча | шт | 1
335 | Дюбелі 6х40 | шт | 2
336 | Монтаж розетки комп'ютерої | шт | 1
337 | Розетка подвійна комп'ютерна Schneider Electric Asfora RJ45 | шт | 1
338 | Коробка установча | шт | 1
339 | Дюбелі 6х40 | шт | 2
340 | Монтаж заглушки для виводу HDMI | шт | 1
341 | Розетка заглушка для вывода HDMI | шт | 1
342 | Коробка установча | шт | 1
343 | Дюбелі 6х40 | шт | 2
344 | Монтаж шафи ШМР | шафа | 1
345 | Розподільний щит на 12 модулів (або аналог) | шт | 1
346 | Вимикач автоматичний [автомат] одно-, дво-, триполюсний, що установлюється на конструкції на стіні або колоні, струм до 25 А | шт | 5
347 | Вимикач автоматичний [автомат] одно-, дво-, триполюсний, що установлюється на конструкції на стіні або колоні, струм до 100 А | шт | 1
348 | Автоматичний вимикач Schneider Electric 10 A 1P (або аналог) | шт | 4
349 | Автоматичний вимикач Schneider Electric 16 A 1P (або аналог) | шт | 1
350 | Автоматичний вимикач Schneider Electric 40 A 3P (або аналог) | шт | 1
351 | Шина нульова | шт | 1
352 | Монтаж світильників для люмінесцентних ламп, які встановлюються на підвісах [штангах], кількість ламп 1 шт | шт | 18
353 | Монтаж лінійного світильника з кріпленням підвісами до стелі | шт | 18
354 | Світильник лінейний з кріпленням підвісами до стелі (корпус чорний 11 люмен 3000К) або аналог (групи Д.Е) | шт | 18
355 | Монтаж датчика руху | шт | 1
356 | Датчик руху | шт | 1
357 | Установлення вентиляторів осьових масою до 0,025 т | шт | 1
358 | Витяжний вентилятор Вентс | шт | 1
359 | Установлення вентиляторів приточно витяжних | шт | 2
360 | вентилятор приточно-витяжний | шт | 2
Роздiл 1. Інші роботи
361 | Очищення приміщень від сміття | т | 0.32
362 | Навантаження сміття вручну | т | 0.32
363 | Перевозка мусора до 30 км | т | 0.32
Локальний кошторис 02-01-06 на Вентиляція
Роздiл 1. Вентсистема П1
364 | Установлення вентиляторів канальних | шт | 1
365 | Вентилятор канальний (L=600м3/ч, Р=400Па) N=0, 145кВт; n=2685 об/хв; ~1ф C-VENT-250 (або аналог) | шт | 1
366 | Установлення фільтрів | шт | 1
367 | Фільтр канальний для круглих каналів C-FKК-250 (або аналог) | шт | 1
368 | Установлення клапанів зворотних діаметром до 355 мм | клапан | 1
369 | Повітряний зворотній клапан для круглих каналів C-KOL- К-250 (або аналог) | шт | 1
370 | Швидкорознімний монтажний хомут C-МК-250 (або аналог) | шт | 5
371 | Установлення шумоглушників для круглих каналів | шт | 1
372 | Шумоглушник для круглих каналів C-GKK-250-900 (або аналог) | шт | 1
373 | Установлення кронштейнів під вентиляційне устаткування | кг | 2
374 | Комплект монтажних кронштейнів C-KMV-250 (комплект) (або аналог) | шт | 1
375 | Установлення електричних канальних повітронагрівачів | агрегат | 1
376 | Електричний канальний повітронагрівач, C-EVN-К-250-6,0 (або аналог) | шт | 1
377 | Установлення решіток жалюзійних нерегульованих | грата | 1
378 | Металеві решітки нерегульовані RKN-250 (або аналог) | шт | 1
379 | Установлення решіток жалюзійних регульованих | грата | 6
380 | Решітки радіальні регульовані RАD-1-250-75х325 (або аналог) | шт | 6
381 | Прокладання повітроводів діаметром до 200 мм з листової сталі класу Н [нормальна] товщиною 0,5 мм | м2 | 5.495
382 | Повітроводи з листової оцинкованої сталі , б=0,5мм д250 | мп | 7
383 | Заглушка з листової оцинкованої сталі , б=0,5мм д250 | шт | 2
384 | Системи багатоконтурні [каскадні або інші складні автоматичного регулювання] багатоконтурні з числом параметрів настроювання до 5 | система | 1
Роздiл 2. Вентсистеми В1
385 | Установлення вентиляторів канальних | шт | 1
386 | Вентилятор канальний (L=600м3/ч, Р=400Па) N=0, 145кВт; n=2685 об/хв; ~1ф C-VENT-250 (або аналог) | шт | 1
387 | Установлення фільтрів | шт | 1
388 | Фільтр канальний для круглих каналів C-FKК-250 (або аналог) | шт | 1
389 | Установлення клапанів зворотних діаметром до 355 мм | клапан | 1
390 | Повітряний зворотній клапан для круглих каналів C-KOL- К-250 (або аналог) | шт | 1
391 | Швидкорознімний монтажний хомут C-МК-250 (або аналог) | шт | 5
392 | Установлення шумоглушників для круглих каналів | шт | 1
393 | Шумоглушник для круглих каналів C-GKK-250-900 (або аналог) | шт | 1
394 | Установлення кронштейнів під вентиляційне устаткування | кг | 2
395 | Комплект монтажних кронштейнів C-KMV-250 (комплект) (або аналог) | шт | 1
396 | Системи багатоконтурні [каскадні або інші складні автоматичного регулювання] багатоконтурні з числом параметрів настроювання до 5 | система | 1
Роздiл 3. Вентиляція Вентсистема В1
397 | Установлення решіток жалюзійних нерегульованих | грата | 1
398 | Металеві решітки нерегульовані RKN-250 (або аналог) | шт | 1
399 | Установлення решіток жалюзійних регульованих | грата | 6
400 | Решітки радіальні регульовані RАD-1-250-75х325 (або аналог) | шт | 6
401 | Прокладання повітроводів діаметром до 200 мм з листової сталі класу Н [нормальна] товщиною 0,5 мм | м2 | 5.495
402 | Повітроводи з листової оцинкованої сталі , б=0,5мм д250 | мп | 7
403 | Заглушка з листової оцинкованої сталі , б=0,5мм д250 | шт | 2
Роздiл 4. Вентиляція Вентсистема В2
404 | Установлення вентиляторів осьових масою до 0,025 т | шт | 1
405 | Побутовий осьовий настінний вентилятор, N=22Вт, ~1ф Квайт 150 Вентс (або аналог) | шт | 1
406 | Установлення решіток жалюзійних нерегульованих | грата | 1
407 | Металеві решітки нерегульовані RKN-150 | шт | 1
408 | Прокладання повітроводів діаметром до 200 мм з листової сталі класу Н [нормальна] товщиною 0,5 мм | м2 | 1.884
409 | Повітроводи з листової оцинкованої сталі , б=0,5мм д150 | мп | 4
410 | Кліно 90° з листової оцинкованої сталі , б=0,5мм д150 | шт | 1
411 | Кліно 45° з листової оцинкованої сталі , б=0,5мм д150 | шт | 1
Локальний кошторис 02-01-07 на САНТЕХНІЧНІ РОБОТИ
Роздiл 1. К1 Канализація
412 | Прокладання трубопроводів каналізації з поліетиленових труб діаметром 50 мм | м | 4
413 | Труба каналізаційна 50 мм Ostendorf (або аналог) | м | 4.2
414 | Монтаж каналізації внутрішньої ПВХ O110 | м | 1
415 | Труба каналізаційна 100 мм Ostendorf (або аналог) | м | 1.05
416 | HTEM Трійник DN 110/110 "OSTENDORF" (або аналог) | шт | 1
417 | HTEM Тройник DN 50/50 "OSTENDORF" (або аналог) | шт | 1
418 | HTB Відведення DN 50 "OSTENDORF" (або аналог) | шт | 2
419 | HTB Відведення DN 110 "OSTENDORF" (або аналог) | шт | 2
420 | HTМ Заглушка DN 100 "OSTENDORF" (або аналог) | шт | 1
421 | Установлення насосної установки Grundfos Sololift2 WC- 3, N=0,7 кВт (або аналог) | насос | 1
422 | Насосна установка Grundfos Sololift2 WC-3, N=0,7 кВт (або аналог) | шт | 1
423 | Прокладання трубопроводів водопостачання з труб поліетиленових [поліпропіленових] напірних діаметром 40 мм | м | 25
424 | Труба PPR SPK 40 х 6,7 мм PN20 (або аналог) | м | 25.5
425 | Кульовий кран д32 | шт | 1
426 | Зворотній клапан каналізаційний д32 | шт | 1
Роздiл 2. В1, Т3 Холодне і горяче водопостачання
427 | Прокладання трубопроводів водопостачання з труб поліетиленових [поліпропіленових] напірних діаметром 20 мм | м | 4.5
428 | Поліпропіленові труби PPR д20x2.8; PN16 "Ekoplastik" (або аналог) | м | 4.59
429 | Прокладання трубопроводів водопостачання з труб поліетиленових [поліпропіленових] напірних діаметром 25 мм | м | 25
430 | Поліпропіленові труби PPR д25x3,4; PN16 "Ekoplastik" (або аналог) | м | 25.5
431 | Фасонні та з'єднувальні частини до водопроводу (комплект) | шт | 1
432 | Ізоляція трубопроводів трубками зі спіненого каучуку, поліетилену | м | 16
433 | Трубка K-FLEX 09x022-10 PE (або аналог) | м | 3.06
434 | Трубка K-FLEX 09x028-2 PE (або аналог) | м | 13.26
435 | Клей K-Flex К 414 (або аналог) | кг | 0.26
436 | Клейка стрічка алюмінієва високотемпературна HPX AL7550L 75 мм 50 м 30 мкм (або аналог) | шт | 0.4
437 | Кран кульовий д15 "VALTEC" (або аналог) | шт | 1
438 | Кран кульовий д20 "VALTEC" (або аналог) | шт | 2
439 | Установлення водонагрівників проточних | прилад | 1
440 | Електроводонагрівач проточний Electrolux Taptronic S, N=3,3кВт (або аналог) | шт | 1
441 | Очищення приміщень від сміття | т | 0.2
442 | Навантаження сміття вручну | т | 0.2
443 | Перевозка мусора до 30 км | т | 0.2
Локальний кошторис 02-01-08 на Влаштування сходового електропідйомника для інвалідного візка
444 | Сходовий електропідйомник для інвалідного візка MIRID 11С (або аналог) | шт | 1
Примітки:
1. | Виконання робіт починається з погодження переліку документів з Замовником та Інженером технічного нагляду для оформлення повного пакету документів під акти виконаних робіт (виконавча документація).
2. | Штукатурні, малярні роботи виконувати у відповідності до технічної та нормативної документації.
3 | Фарбування внутрішніх поверхонь стін та стель виконується водоемульсійними фарбами з підвищеною стійкістю покриття до стирання та обробки миючими засобами.
4 | Обсяги з прокладання інженерних комунікацій (довжина магістралей, діаметри тощо) уточнюються на місці виконання робіт (за фактом) з оформленням відповідних виконавчих документів (схем).
5 | Транзит комунікацій які проходять наскрізь стін та перекритті необхідно виконувати відповідно до нормативних документів (гільзи, протипожежні манжети тощо).

## Appendix 3_Eng._Dnipro
Appendix 3: List of works on the repair of the educational center at the Municipal Institution of Higher Education "Dnipro Academy of Continuing Education of the Dnipropetrovsk Regional Council" at the address: Ukraine, 49006, Dnipropetrovsk region, Dnipro, Volodymyr Antonovych st., 70
Scope of work
| No. Part No. | Name of work and costs | Unit of measurement | Number | Unit price (UAH) | Total cost (UAH)
Local estimate 02-01-01_AR for the Main Hub premises
Section 1. Openings. DOORS
| 1 | Dismantling door frames in stone walls with plaster peeling off in the slopes | pcs | 2
| 2 | Removing trims | m | 20.4
| 3 | Removing door panels | m2 | 3.78
| 4 | Filling doorways with ready-made door blocks with an area of over 2 to 3 m2 made of metal-plastic in stone walls | m2 | 2.1
| 5 | Door blocks made of metal-plastic | m2 | 2.1
| 6 | Ceresit assembly foam (or equivalent) | pcs | 0.4
| 7 | Installation of small metal structures weighing up to 0.1 t (sash doors) | t | 0.08
| 8 | Steel fire-resistant entrance doors | pcs | 1
Section 2. SLOPES
| 9 | Surface priming | m2 | 1.53
| 10 | Primer Ceresit ST-17 (or equivalent) | l | 0.31
| 11 | Repair of plaster of straight slopes inside a building on stone and concrete | m2 | 1.53
| 12 | Cement plaster | kg | 52.02
| 13 | Arrangement of a base for plaster from a mesh on brick and concrete surfaces | m2 | 1.53
| 14 | Puttying slopes | m2 | 1.53
| 15 | Primer Ceresit ST-17 (or equivalent) | l | 0.22
| 16 | Start Knauf putty (or equivalent) | kg | 2.754
| 17 | Add 1 mm of putty thickness changes to standards 15-182-1, 15-182-2 | m2 | 1.53
| 18 | Knauf Super Finish putty (or equivalent) | kg | 1.377
| 19 | Primer Ceresit ST-17 (or equivalent) | l | 0.306
| 20 | Improved painting of walls with polyvinyl acetate water-based emulsion mixtures over plaster | m2 | 1.53
| 21 | Interior latex acrylic paint Ceresit IN 56 (or equivalent) | l | 0.3825
Section 3. Walls
| 22 | Dismantling a fragment of a brick wall 120mm | m3 | 0.63
| 23 | Dismantling a fragment of a brick wall (exit to the street) 250 mm | m3 | 0.4725
| 24 | Masonry of individual sections of brick walls | m3 | 1.775
| 25 | Full-bodied ceramic brick | pcs | 710
| 26 | Anchoring masonry walls and other structures | t | 0.01185
| 27 | Anchor d10 L400 | pcs | 48
| 28 | Laying of jumpers weighing up to 0.3 t | pcs | 2
| 29 | Reinforced concrete jumpers, brand 1PB10-1, series 1.038.1-1, issue 1 | pcs | 2
| 30 | Stitching and repair of seams of external walls of FBS | m seam | 136
| 31 | Sealant solution for filling joints TM Poliplast (or analogue) | kg | 680
| 32 | Simple and advanced wallpaper removal | m2 | 7.1
| 33 | Surface priming | m2 | 61.85
| 34 | Primer Ceresit ST-17 (or equivalent) | l | 12.37
| 35 | Repair of plaster on interior walls on stone and concrete with cement mixture | m2 | 61.85
| 36 | Cement plaster | kg | 2106.3
| 37 | Arrangement of a base for plaster from a mesh on brick and concrete surfaces | m2 | 61.95
| 38 | Surface priming | m2 | 7.1
| 39 | Primer Ceresit ST-17 (or equivalent) | l | 1.42
| 40 | Improved plastering of walls on a grid without a frame | m2 | 7.1
| 41 | Cement plaster | kg | 241.4
| 42 | Wall puttying | m2 | 68.95
| 43 | Primer Ceresit ST-17 (or equivalent) | l | 9.95
| 44 | Start Knauf putty (or equivalent) | kg | 124.11
| 45 | Add 1 mm of putty thickness changes to standards 15-182-1, 15-182-2 | m2 | 68.95
| 46 | Knauf Super Finish putty (or equivalent) | kg | 62.055
| 47 | Primer Ceresit ST-17 (or equivalent) | l | 13.79
| 48 | Improved painting of walls with polyvinyl acetate water-based emulsion mixtures over plaster | m2 | 68.95
| 49 | Interior latex acrylic paint Ceresit IN 56 (or equivalent) | l | 17.2375
Section 4. Ceilings
| 50 | Manual cleaning of interior ceiling surfaces | m2 | 45.96
| 51 | Coating and filling the seams of the ceiling panels with mortar from below | m seam | 84
| 52 | Surface priming | m2 | 3
| 53 | Primer Ceresit ST-17 (or equivalent) | l | 0.6
| 54 | Repair of plaster ceilings on stone and concrete with cement mortar, area up to 5 m2 | m2 | 3
| 55 | Cement plaster | kg | 102
| 56 | Arrangement of a base for plaster from a mesh on brick and concrete surfaces | m2 | 3
| 57 | Puttying ceilings | m2 | 3
| 58 | Primer Ceresit ST-17 (or equivalent) | l | 0.6
| 59 | Start Knauf putty (or equivalent) | kg | 5.4
| 60 | Add 1 mm of putty thickness changes to standards 15-182-1, 15-182-2 | m2 | 3
| 61 | Knauf Super Finish putty (or equivalent) | kg | 2.7
| 62 | Improved painting of ceilings over plaster with polyvinyl acetate water-based emulsion mixtures | m2 | 48.96
| 63 | Primer Ceresit ST-17 (or equivalent) | l | 9.79
| 64 | Interior latex acrylic paint Ceresit IN 56 (or equivalent) | l | 12.24
Section 5. Floors
| 65 | Dismantling skirting boards | m | 27.52
| 66 | Dismantling ceramic tile floors | m2 | 48.96
| 67 | Dismantling cement floor coverings | m2 | 48.96
| 68 | Installation of a 20 mm thick cement screed on a concrete base with an area of over 20 m2 | m2 | 48.96
| 69 | For every 5 mm change in the thickness of the cement screed layer, add or remove (up to a thickness of 80 mm) | m2 | 48.96
| 70 | Siltek F-20 mixture (or equivalent) | kg | 7833.6
| 71 | Reinforcing the screed with wire mesh | m2 | 48.96
| 72 | Mesh Vr-1 with a cell of 50_50 d.4 | m2 | 53.856
| 73 | Grinding of concrete surfaces | m2 | 48.96
| 74 | Surface priming | m2 | 48.96
| 75 | Primer Ceresit ST-17 (or equivalent) | l | 9.79
| 76 | Arrangement of single-layer polymer-cement coatings | m2 | 48.96
| 77 | Sikafloor-31 PurCem (or equivalent) | kg | 48.96
| 78 | Installing skirting boards on screws | m | 22.72
| 79 | MDF skirting board | m | 22.9472
| 80 | Set of corners and connectors for skirting boards | kit | 2
Chapter 6. Podium
| 81 | Podium installation | t | 0.2
| 82 | Podium | pcs | 1
| 83 | Installation of linoleum covering with a covering area of more than 10 m2 | m2 | 19.42
| 84 | Linoleum | m2 | 19.8
Section 7. Other works
| 85 | Dismantling the ventilation duct 600_700 | m | 8.6
| 86 | Punching holes | pcs | 5
| 87 | Installation of ventilation grille | play | 5
| 88 | Ventilation grille | pcs | 5
| 89 | Cleaning premises from garbage | t | 8.274
| 90 | Manual garbage loading | t | 8.274
| 91 | Garbage transportation up to 30 km | t | 8.274
Local estimate 02-01-02 for Sanvuzol
Section 1. Openings. DOORS
| 92 | Dismantling door frames in stone walls with plaster peeling off in the slopes | pcs | 1
| 93 | Removing trims | m | 10.2
| 94 | Removing door panels | m2 | 1.89
| 95 | Filling doorways with ready-made door blocks with an area of over 2 to 3 m2 made of metal-plastic in stone walls | m2 | 4.2
| 96 | Door blocks made of metal-plastic | m2 | 4.2
| 97 | Ceresit assembly foam (or equivalent) | pcs | 0.9
| 98 | Filling doorways with ready-made door blocks with an area of up to 2 m2 made of metal-plastic in stone walls | m2 | 1.47
| 99 | Door blocks made of metal-plastic | m2 | 1.47
| 100 | Ceresit assembly foam (or equivalent) | pcs | 0.4
Section 2. Walls
| 101 | Masonry of individual sections of brick walls | m3 | 0.756
| 102 | Full-bodied ceramic brick | pcs | 302
| 103 | Anchoring masonry walls and other structures | t | 0.00642
| 104 | Anchor d10 L400 | pcs | 26
| 105 | Laying of jumpers weighing up to 0.3 t | pcs | 1
| 106 | Reinforced concrete jumpers, brand 1PB10-1, series 1.038.1-1, issue 1 | pcs | 1
| 107 | Stitching and repair of seams of external walls of FBS | m seam | 24.7
| 108 | Sealant solution for filling joints TM Poliplast (or analogue) | kg | 123.5
| 109 | Doorway expansion up to 1.1 m | m3 | 0.0525
| 110 | Design [finishing] of doorways in partitions with a frame of steel profiles | m | 8.4
| 111 | Steel angle 75/75/5 | m | 8.904
| 112 | Surface priming | m2 | 33.63
| 113 | Primer Ceresit ST-17 (or equivalent) | l | 6.73
| 114 | Repair of plaster on interior walls on stone and concrete with cement mixture | m2 | 33.63
| 115 | Cement plaster | kg | 1143.42
| 116 | Arrangement of a base for plaster from a mesh on brick and concrete surfaces | m2 | 33.63
| 117 | Surface priming | m2 | 6.3
| 118 | Primer Ceresit ST-17 (or equivalent) | l | 1.26
| 119 | Improved plastering of walls on a grid without a frame | m2 | 6.3
| 120 | Cement plaster | kg | 214.2
| 121 | Wall puttying | m2 | 39.93
| 122 | Primer Ceresit ST-17 (or equivalent) | l | 5.76
| 123 | Start Knauf putty (or equivalent) | kg | 71.874
| 124 | Add 1 mm of putty thickness changes to standards 15-182-1, 15-182-2 | m2 | 39.93
| 125 | Knauf Super Finish putty (or equivalent) | kg | 35.937
| 126 | Primer Ceresit ST-17 (or equivalent) | l | 7.986
| 127 | Improved painting of walls with polyvinyl acetate water-based emulsion mixtures over plaster | m2 | 39.93
| 128 | Interior latex acrylic paint Ceresit IN 56 (or equivalent) | l | 9.9825
Section 3. Ceilings
| 129 | Manual cleaning of interior ceiling surfaces | m2 | 7.7
| 130 | Coating and filling the seams of the ceiling panels with mortar from below | m seam | 6.3
| 131 | Surface priming | m2 | 1
| 132 | Primer Ceresit ST-17 (or equivalent) | l | 0.2
| 133 | Repair of plaster ceilings on stone and concrete with cement mortar, area up to 5 m2 | m2 | 1
| 134 | Cement plaster | kg | 34
| 135 | Arrangement of a base for plaster from a mesh on brick and concrete surfaces | m2 | 1
| 136 | Puttying ceilings | m2 | 1
| 137 | Primer Ceresit ST-17 (or equivalent) | l | 0.2
| 138 | Start Knauf putty (or equivalent) | kg | 1.8
| 139 | Add 1 mm of putty thickness changes to standards 15-182-1, 15-182-2 | m2 | 1
| 140 | Knauf Super Finish putty (or equivalent) | kg | 0.9
| 141 | Improved painting of ceilings over plaster with polyvinyl acetate water-based emulsion mixtures | m2 | 8.7
| 142 | Primer Ceresit ST-17 (or equivalent) | l | 1.74
| 143 | Interior latex acrylic paint Ceresit IN 56 (or equivalent) | l | 2.175
Section 4. Floors
| 144 | Dismantling skirting boards | m | 10.93
| 145 | Dismantling ceramic tile floors | m2 | 8.7
| 146 | Dismantling cement floor coverings | m2 | 8.7
| 147 | Installation of a 20 mm thick cement screed on a concrete base with an area of over 20 m2 | m2 | 8.7
| 148 | For every 5 mm change in the thickness of the cement screed layer, add or remove (up to a thickness of 80 mm) | m2 | 8.7
| 149 | Siltek F-20 mixture (or equivalent) | kg | 1392
| 150 | Reinforcing the screed with wire mesh | m2 | 8.7
| 151 | Mesh Vr-1 with a cell of 50_50 d.4 | m2 | 9.57
| 152 | Grinding of concrete surfaces | m2 | 8.7
| 153 | Surface priming | m2 | 8.7
| 154 | Primer Ceresit ST-17 (or equivalent) | l | 1.74
| 155 | Arrangement of single-layer polymer-cement coatings | m2 | 8.7
| 156 | Sikafloor-31 PurCem (or equivalent) | kg | 8.7
| 157 | Installing skirting boards on screws | m | 7.5
| 158 | MDF skirting board | m | 7.575
| 159 | Set of corners and connectors for skirting boards | kit | 1
Section 5. Other works
| 160 | Punching holes | pcs | 2
| 161 | Installation of ventilation grille | play | 2
| 162 | Ventilation grille | pcs | 2
| 163 | Installing toilets with a directly connected cistern | kit | 1
| 164 | Compact toilet with polypropylene seat and connection kit | pcs | 1
| 165 | Corrugated pipe for toilet | pcs | 1
| 166 | Water hose 1/2 | pcs | 1
| 167 | Installation of a ceramic washbasin | kit | 1
| 168 | Ceramic washbasin | kit | 1
| 169 | Siphon with water seal | kit | 1
| 170 | Installing faucets | pcs | 1
| 171 | Washbasin mixer | kit | 1
| 172 | Installation of a handrail for the disabled | pcs | 2
| 173 | Folding wall-mounted handrail for the disabled with holder | pcs | 2
Section 6. Other works
| 174 | Cleaning premises from garbage | t | 2.1
| 175 | Manual garbage loading | t | 2.1
| 176 | Garbage transportation up to 30 km | t | 2.1
Local estimate 02-01-03 on Tambur
Section 1. Openings. DOORS
| 177 | Dismantling door frames in stone walls with plaster peeling off in the slopes | pcs | 3
| 178 | Removing trims | m | 21
| 179 | Removing door panels | m2 | 6.3
| 180 | Filling doorways with ready-made door blocks with an area of over 2 to 3 m2 made of metal-plastic in stone walls | m2 | 6.3
| 181 | Door blocks made of metal-plastic | m2 | 6.3
| 182 | Ceresit assembly foam (or equivalent) | pcs | 1.3
Section 2. SLOPES
| 183 | Surface priming | m2 | 3.06
| 184 | Primer Ceresit ST-17 (or equivalent) | l | 0.61
| 185 | Repair of plaster of straight slopes inside a building on stone and concrete | m2 | 3.06
| 186 | Cement plaster | kg | 104.04
| 187 | Arrangement of a base for plaster from a mesh on brick and concrete surfaces | m2 | 3.06
| 188 | Puttying slopes | m2 | 3.06
| 189 | Primer Ceresit ST-17 (or equivalent) | l | 0.44
| 190 | Start Knauf putty (or equivalent) | kg | 5.508
| 191 | Add 1 mm of putty thickness changes to standards 15-182-1, 15-182-2 | m2 | 3.06
| 192 | Knauf Super Finish putty (or equivalent) | kg | 2.754
| 193 | Primer Ceresit ST-17 (or equivalent) | l | 0.612
| 194 | Improved painting of walls with polyvinyl acetate water-based emulsion mixtures over plaster | m2 | 3.06
| 195 | Interior latex acrylic paint Ceresit IN 56 (or equivalent) | l | 0.765
Section 3. Walls
| 196 | Dismantling a fragment of a brick wall 120mm | m3 | 0.63
| 197 | Doorway expansion up to 1.1 m | m3 | 0.0525
| 198 | Design [finishing] of doorways in partitions with a frame of steel profiles | m | 8.4
| 199 | Steel angle 75/75/5 | m | 8.904
| 200 | Masonry of individual sections of brick walls | m3 | 1.25
| 201 | Full-bodied ceramic brick | pcs | 500
| 202 | Anchoring masonry walls and other structures | t | 0.00642
| 203 | Anchor d10 L400 | pcs | 26
| 204 | Laying of jumpers weighing up to 0.3 t | pcs | 2
| 205 | Reinforced concrete jumpers, brand 1PB10-1, series 1.038.1-1, issue 1 | pcs | 2
| 206 | Stitching and repair of seams of external walls of FBS | m seam | 21.34
| 207 | Sealant solution for filling joints TM Poliplast (or analogue) | kg | 106.7
| 208 | Simple and advanced wallpaper removal | m2 | 5
| 209 | Surface priming | m2 | 27.92
| 210 | Primer Ceresit ST-17 (or equivalent) | l | 5.58
| 211 | Repair of plaster on interior walls on stone and concrete with cement mixture | m2 | 27.92
| 212 | Cement plaster | kg | 949.28
| 213 | Arrangement of a base for plaster from a mesh on brick and concrete surfaces | m2 | 27.92
| 214 | Surface priming | m2 | 5
| 215 | Primer Ceresit ST-17 (or equivalent) | l | 1
| 216 | Improved plastering of walls on a grid without a frame | m2 | 5
| 217 | Cement plaster | kg | 170
| 218 | Wall puttying | m2 | 32.92
| 219 | Primer Ceresit ST-17 (or equivalent) | l | 4.75
| 220 | Start Knauf putty (or equivalent) | kg | 59.256
| 221 | Add 1 mm of putty thickness changes to standards 15-182-1, 15-182-2 | m2 | 32.92
| 222 | Knauf Super Finish putty (or equivalent) | kg | 29.628
| 223 | Improved painting of walls with polyvinyl acetate water-based emulsion mixtures over plaster | m2 | 32.92
| 224 | Primer Ceresit ST-17 (or equivalent) | l | 6.584
| 225 | Interior latex acrylic paint Ceresit IN 56 (or equivalent) | l | 8.23
Section 4. Ceilings
| 226 | Manual cleaning of interior ceiling surfaces | m2 | 15.75
| 227 | Coating and filling the seams of the ceiling panels with mortar from below | m seam | 21.63
| 228 | Surface priming | m2 | 1.5
| 229 | Primer Ceresit ST-17 (or equivalent) | l | 0.3
| 230 | Repair of plaster ceilings on stone and concrete with cement mortar, area up to 5 m2 | m2 | 1.5
| 231 | Cement plaster | kg | 51
| 232 | Arrangement of a base for plaster from a mesh on brick and concrete surfaces | m2 | 1.5
| 233 | Puttying ceilings | m2 | 1.5
| 234 | Primer Ceresit ST-17 (or equivalent) | l | 0.3
| 235 | Start Knauf putty (or equivalent) | kg | 2.7
| 236 | Add 1 mm of putty thickness changes to standards 15-182-1, 15-182-2 | m2 | 1.5
| 237 | Knauf Super Finish putty (or equivalent) | kg | 1.35
| 238 | Improved painting of ceilings over plaster with polyvinyl acetate water-based emulsion mixtures | m2 | 1.5
| 239 | Primer Ceresit ST-17 (or equivalent) | l | 0.3
| 240 | Interior latex acrylic paint Ceresit IN 56 (or equivalent) | l | 3.9399
Section 5. Floors
| 241 | Dismantling skirting boards | m | 12.39
| 242 | Dismantling ceramic tile floors | m2 | 15.75
| 243 | Dismantling cement floor coverings | m2 | 15.75
| 244 | Installation of a 20 mm thick cement screed on a concrete base with an area of over 20 m2 | m2 | 15.75
| 245 | For every 5 mm change in the thickness of the cement screed layer, add or remove (up to a thickness of 80 mm) | m2 | 15.75
| 246 | Siltek F-20 mixture (or equivalent) | kg | 2520
| 247 | Reinforcing the screed with wire mesh | m2 | 15.75
| 248 | Mesh Vr-1 with a cell of 50_50 d.4 | m2 | 17.325
| 249 | Grinding of concrete surfaces | m2 | 15.75
| 250 | Surface priming | m2 | 15.75
| 251 | Primer Ceresit ST-17 (or equivalent) | l | 3.15
| 252 | Arrangement of single-layer polymer-cement coatings | m2 | 15.75
| 253 | Sikafloor-31 PurCem (or equivalent) | kg | 15.75
| 254 | Installing skirting boards on screws | m | 11.99
| 255 | MDF skirting board | m | 12.1099
| 256 | Set of corners and connectors for skirting boards | kit | 1
Section 6. Other works
| 257 | Dismantling the ventilation duct 600_700 | m | 6.7
| 258 | Dismantling the ventilation duct 200_200 | m | 3
| 259 | Cleaning premises from garbage | t | 3.88
| 260 | Manual garbage loading | t | 3.88
| 261 | Garbage transportation up to 30 km | t | 3.88
Local estimate 02-01-04 for Ventilation
Section 1. Openings. DOORS
| 262 | Dismantling door frames in stone walls with plaster peeling off in the slopes | pcs | 1
| 263 | Removing trims | m | 10.2
| 264 | Removing door panels | m2 | 1.89
| 265 | Filling doorways with ready-made door blocks with an area of over 2 to 3 m2 made of metal-plastic in stone walls | m2 | 4.2
| 266 | Door blocks made of metal-plastic | m2 | 4.2
| 267 | Ceresit assembly foam (or equivalent) | pcs | 0.9
Section 2. Walls
| 268 | Stitching and repair of seams of external walls of FBS | m seam | 24.7
| 269 | Sealant solution for filling joints TM Poliplast (or analogue) | kg | 123.5
| 270 | Doorway expansion up to 1.1 m | m3 | 0.0525
| 271 | Design [finishing] of doorways in partitions with a frame of steel profiles | m | 8.4
| 272 | Steel angle 75/75/5 | m | 8.904
| 273 | Surface priming | m2 | 25.26
| 274 | Primer Ceresit ST-17 (or equivalent) | l | 5.05
| 275 | Repair of plaster on interior walls on stone and concrete with cement mixture | m2 | 25.26
| 276 | Cement plaster | kg | 858.84
| 277 | Arrangement of a base for plaster from a mesh on brick and concrete surfaces | m2 | 25.26
Section 3. Ceilings
| 278 | Manual cleaning of interior ceiling surfaces | m2 | 6.16
| 279 | Coating and filling the seams of the ceiling panels with mortar from below | m seam | 6.3
| 280 | Surface priming | m2 | 1
| 281 | Primer Ceresit ST-17 (or equivalent) | l | 0.2
| 282 | Repair of plaster ceilings on stone and concrete with cement mortar, area up to 5 m2 | m2 | 1
| 283 | Cement plaster | kg | 34
| 284 | Arrangement of a base for plaster from a mesh on brick and concrete surfaces | m2 | 1
Section 4. Floors
| 285 | Dismantling skirting boards | m | 9.83
| 286 | Dismantling ceramic tile floors | m2 | 7.16
| 287 | Dismantling cement floor coverings | m2 | 7.16
| 288 | Installation of a 20 mm thick cement screed on a concrete base with an area of over 20 m2 | m2 | 7.16
| 289 | For every 5 mm change in the thickness of the cement screed layer, add or remove (up to a thickness of 80 mm) | m2 | 7.16
| 290 | Siltek F-20 mixture (or equivalent) | kg | 1145.6
| 291 | Reinforcing the screed with wire mesh | m2 | 7.16
| 292 | Mesh Vr-1 with a cell of 50_50 d.4 | m2 | 7.876
| 293 | Grinding of concrete surfaces | m2 | 7.16
| 294 | Surface priming | m2 | 7.16
| 295 | Primer Ceresit ST-17 (or equivalent) | l | 1.43
| 296 | Arrangement of single-layer polymer-cement coatings | m2 | 7.16
| 297 | Sikafloor-31 PurCem (or equivalent) | kg | 7.16
Section 5. Other works
| 298 | Punching holes | pcs | 2
| 299 | Installation of ventilation grille | play | 2
| 300 | Ventilation grille | pcs | 2
Section 6. Other works
| 301 | Cleaning premises from garbage | t | 1.71
| 302 | Manual garbage loading | t | 1.71
| 303 | Garbage transportation up to 30 km | t | 1.71
Local estimate 02-01-05 for Electrical work
| 304 | Furrow punching | m | 50
| 305 | Strobe's earnings | m | 50
| 306 | Cement plaster | kg | 5
| 307 | Installation of vinyl plastic pipes for electrical wiring with a diameter of up to 25 mm, laid in grooves for pouring | m | 50
| 308 | Electrical wiring corrugation O 20 mm | m | 50.5
| 309 | Installation of PVC pipes for electrical wiring on walls and columns [when working at a height of more than 2 to 8 m] | m | 132
| 310 | Electrical wiring corrugation O 20 mm | m | 133.32
| 311 | Tightening the first wire with a cross section of more than 2.5 mm2 to 6 mm2 into the pipes | m | 120
| 312 | Cables VVG-NGD 3x1.5 | m | 30.6
| 313 | PVC wire 3x1.5 | m | 61.2
| 314 | Network cable U/UTP-cat6 4x2x0.54 | m | 30.6
| 315 | Tightening the first wire with a cross section of more than 6 mm2 to 16 mm2 into the pipes | m | 55
| 316 | Cables VVG-NGD 3x2.5 | m | 51
| 317 | PVC wire 3x2.5 | m | 5.1
| 318 | Cable connection | pcs | 1
| 319 | HDMI 2.0 patch cord 7 m | pcs | 1
| 320 | Installation of recessed switches with concealed wiring, 2-button | pcs | 1
| 321 | Two-button switch | pcs | 1
| 322 | Installation box | pcs | 1
| 323 | Dowels 6x40 | pcs | 2
| 324 | Installation of recessed switches with concealed wiring, 1-button | pcs | 2
| 325 | Single-button switch | pcs | 2
| 326 | Installation box | pcs | 2
| 327 | Dowels 6x40 | pcs | 4
| 328 | Installation of recessed sockets with concealed wiring | pcs | 18
| 329 | Socket with ground internal | pcs | 18
| 330 | Installation box | pcs | 18
| 331 | Dowels 6x40 | pcs | 36
| 332 | Installation of non-recessed type sockets with open wiring | pcs | 1
| 333 | Overhead socket | pcs | 1
| 334 | Installation box | pcs | 1
| 335 | Dowels 6x40 | pcs | 2
| 336 | Installing a computer socket | pcs | 1
| 337 | Double computer socket Schneider Electric Asfora RJ45 | pcs | 1
| 338 | Installation box | pcs | 1
| 339 | Dowels 6x40 | pcs | 2
| 340 | Installing the HDMI output plug | pcs | 1
| 341 | Socket plug for HDMI output | pcs | 1
| 342 | Installation box | pcs | 1
| 343 | Dowels 6x40 | pcs | 2
| 344 | Installation of the SHMR cabinet | wardrobe | 1
| 345 | Distribution board for 12 modules (or equivalent) | pcs | 1
| 346 | Automatic switch [automatic] single-, double-, three-pole, mounted on a wall or column structure, current up to 25 A | pcs | 5
| 347 | Automatic switch [automatic] single-, double-, three-pole, mounted on a wall or column structure, current up to 100 A | pcs | 1
| 348 | Schneider Electric 10 A 1P circuit breaker (or equivalent) | pcs | 4
| 349 | Schneider Electric 16 A 1P circuit breaker (or equivalent) | pcs | 1
| 350 | Schneider Electric 40 A 3P circuit breaker (or equivalent) | pcs | 1
| 351 | Zero bus | pcs | 1
| 352 | Installation of luminaires for fluorescent lamps mounted on suspensions [rods], number of lamps 1 pc. | pcs | 18
| 353 | Installation of a linear luminaire with suspensions attached to the ceiling | pcs | 18
| 354 | Linear luminaire with ceiling suspension (black housing 11 lumens 3000K) or analogue (group D.E) | pcs | 18
| 355 | Motion sensor installation | pcs | 1
| 356 | Motion sensor | pcs | 1
| 357 | Installation of axial fans weighing up to 0.025 t | pcs | 1
| 358 | Vents exhaust fan | pcs | 1
| 359 | Installation of supply and exhaust fans | pcs | 2
| 360 | supply and exhaust fan | pcs | 2
Section 1. Other works
| 361 | Cleaning premises from garbage | t | 0.32
| 362 | Manual garbage loading | t | 0.32
| 363 | Garbage transportation up to 30 km | t | 0.32
Local estimate 02-01-06 for Ventilation
Section 1. Ventilation system P1
| 364 | Installation of duct fans | pcs | 1
| 365 | Duct fan (L=600m3/h, P=400Pa) N=0, 145kW; n=2685 rpm; ~1ph C-VENT-250 (or similar) | pcs | 1
| 366 | Setting filters | pcs | 1
| 367 | Duct filter for round ducts C-FKК-250 (or equivalent) | pcs | 1
| 368 | Installation of check valves with a diameter of up to 355 mm | valve | 1
| 369 | Air check valve for round ducts C-KOL-K-250 (or equivalent) | pcs | 1
| 370 | Quick-release mounting clamp C-MK-250 (or equivalent) | pcs | 5
| 371 | Installing silencers for round ducts | pcs | 1
| 372 | Silencer for round ducts C-GKK-250-900 (or equivalent) | pcs | 1
| 373 | Installation of brackets for ventilation equipment | kg | 2
| 374 | C-KMV-250 mounting bracket kit (set) (or equivalent) | pcs | 1
| 375 | Installation of electric ducted air heaters | aggregate | 1
| 376 | Electric duct air heater, C-EVN-K-250-6.0 (or equivalent) | pcs | 1
| 377 | Installation of non-adjustable louver grilles | grate | 1
| 378 | Non-adjustable metal grilles RKN-250 (or equivalent) | pcs | 1
| 379 | Installation of adjustable louver grilles | grate | 6
| 380 | Radial adjustable grilles RAD-1-250-75x325 (or analogue) | pcs | 6
| 381 | Laying of air ducts with a diameter of up to 200 mm made of sheet steel of class H [normal] with a thickness of 0.5 mm | m2 | 5.495
| 382 | Air ducts made of galvanized sheet steel, b=0.5mm d250 | mp | 7
| 383 | Galvanized sheet steel plug, b=0.5mm d250 | pcs | 2
| 384 | Multi-circuit systems [cascade or other complex automatic control] multi-circuit with the number of adjustment parameters up to 5 | system | 1
Section 2. Ventilation systems B1
| 385 | Installation of duct fans | pcs | 1
| 386 | Duct fan (L=600m3/h, P=400Pa) N=0, 145kW; n=2685 rpm; ~1ph C-VENT-250 (or similar) | pcs | 1
| 387 | Setting filters | pcs | 1
| 388 | Duct filter for round ducts C-FKК-250 (or equivalent) | pcs | 1
| 389 | Installation of check valves with a diameter of up to 355 mm | valve | 1
| 390 | Air check valve for round ducts C-KOL-K-250 (or equivalent) | pcs | 1
| 391 | Quick-release mounting clamp C-MK-250 (or equivalent) | pcs | 5
| 392 | Installing silencers for round ducts | pcs | 1
| 393 | Silencer for round ducts C-GKK-250-900 (or equivalent) | pcs | 1
| 394 | Installation of brackets for ventilation equipment | kg | 2
| 395 | C-KMV-250 mounting bracket kit (set) (or equivalent) | pcs | 1
| 396 | Multi-circuit systems [cascade or other complex automatic control] multi-circuit with the number of adjustment parameters up to 5 | system | 1
Section 3. Ventilation Ventilation system B1
| 397 | Installation of non-adjustable louver grilles | grate | 1
| 398 | Non-adjustable metal grilles RKN-250 (or equivalent) | pcs | 1
| 399 | Installation of adjustable louver grilles | grate | 6
| 400 | Radial adjustable grilles RAD-1-250-75x325 (or analogue) | pcs | 6
| 401 | Laying of air ducts with a diameter of up to 200 mm made of sheet steel of class H [normal] with a thickness of 0.5 mm | m2 | 5.495
| 402 | Air ducts made of galvanized sheet steel, b=0.5mm d250 | mp | 7
| 403 | Galvanized sheet steel plug, b=0.5mm d250 | pcs | 2
Section 4. Ventilation Ventilation system B2
| 404 | Installation of axial fans weighing up to 0.025 t | pcs | 1
| 405 | Household axial wall fan, N=22W, ~1ph Quiet 150 Vents (or equivalent) | pcs | 1
| 406 | Installation of non-adjustable louver grilles | grate | 1
| 407 | Non-adjustable metal grilles RKN-150 | pcs | 1
| 408 | Laying of air ducts with a diameter of up to 200 mm made of sheet steel of class H [normal] with a thickness of 0.5 mm | m2 | 1.884
| 409 | Air ducts made of galvanized sheet steel, b=0.5mm d150 | mp | 4
| 410 | 90° wedge made of galvanized sheet steel, b=0.5mm d150 | pcs | 1
| 411 | 45° wedge made of galvanized sheet steel, b=0.5mm d150 | pcs | 1
Local estimate 02-01-07 for PLUMBING WORKS
Section 1. K1 Sewerage
| 412 | Laying sewer pipelines from polyethylene pipes with a diameter of 50 mm | m | 4
| 413 | Sewer pipe 50 mm Ostendorf (or equivalent) | m | 4.2
| 414 | Installation of internal PVC sewerage O110 | m | 1
| 415 | Sewer pipe 100 mm Ostendorf (or equivalent) | m | 1.05
| 416 | HTEM Tee DN 110/110 "OSTENDORF" (or equivalent) | pcs | 1
| 417 | HTEM Tee DN 50/50 "OSTENDORF" (or similar) | pcs | 1
| 418 | HTB Branch DN 50 "OSTENDORF" (or equivalent) | pcs | 2
| 419 | HTB Branch DN 110 "OSTENDORF" (or equivalent) | pcs | 2
| 420 | HTM Stopper DN 100 "OSTENDORF" (or similar) | pcs | 1
| 421 | Installation of Grundfos Sololift2 WC-3 pump unit, N=0.7 kW (or equivalent) | pump | 1
| 422 | Pumping unit Grundfos Sololift2 WC-3, N=0.7 kW (or equivalent) | pcs | 1
| 423 | Laying water supply pipelines from polyethylene [polypropylene] pressure pipes with a diameter of 40 mm | m | 25
| 424 | PPR pipe SPK 40 x 6.7 mm PN20 (or similar) | m | 25.5
| 425 | Ball valve d32 | pcs | 1
| 426 | Sewer check valve d32 | pcs | 1
Section 2. B1, T3 Cold and hot water supply
| 427 | Laying water supply pipelines from polyethylene [polypropylene] pressure pipes with a diameter of 20 mm | m | 4.5
| 428 | Polypropylene pipes PPR d20x2.8; PN16 "Ekoplastik" (or equivalent) | m | 4.59
| 429 | Laying water supply pipelines from polyethylene [polypropylene] pressure pipes with a diameter of 25 mm | m | 25
| 430 | Polypropylene pipes PPR d25x3.4; PN16 "Ekoplastik" (or equivalent) | m | 25.5
| 431 | Fittings and connecting parts for water supply (set) | pcs | 1
| 432 | Pipeline insulation with foam rubber and polyethylene tubes | m | 16
| 433 | K-FLEX 09x022-10 PE tube (or equivalent) | m | 3.06
| 434 | K-FLEX 09x028-2 PE tube (or equivalent) | m | 13.26
| 435 | Glue K-Flex K 414 (or analogue) | kg | 0.26
| 436 | High-temperature aluminum adhesive tape HPX AL7550L 75 mm 50 m 30 μm (or equivalent) | pcs | 0.4
| 437 | Ball valve d15 "VALTEC" (or analogue) | pcs | 1
| 438 | Ball valve d20 "VALTEC" (or analogue) | pcs | 2
| 439 | Installation of instantaneous water heaters | instrument | 1
| 440 | Electric instantaneous water heater Electrolux Taptronic S, N=3.3kW (or equivalent) | pcs | 1
| 441 | Cleaning premises from garbage | t | 0.2
| 442 | Manual garbage loading | t | 0.2
| 443 | Garbage transportation up to 30 km | t | 0.2
Local estimate 02-01-08 for Installation of an electric stair lift for a wheelchair
| 444 | Electric stair lift for wheelchair MIRID 11C (or equivalent) | pcs | 1
Notes:
| 1. | The execution of the work begins with the approval of the list of documents with the Customer and the Technical Supervision Engineer to prepare a complete package of documents for the acts of the performed work (executive documentation).
| 2. | Plastering and painting work must be carried out in accordance with technical and regulatory documentation.
| 3 | Painting of interior surfaces of walls and ceilings is performed with water-based paints with increased resistance of the coating to abrasion and treatment with detergents.
| 4 | The volumes of laying engineering communications (length of mains, diameters, etc.) are specified at the site of work (on site) with the preparation of the relevant executive documents (schemes).
| 5 | Transit of communications passing through walls and ceilings must be carried out in accordance with regulatory documents (sleeves, fire protection sleeves, etc.).